## Approved List
Chemical Additive Name | Manufacturer | Purpose(s) | Aquatic Life Effect Level - Acute (mg/L) | Aquatic Life Effect Level - Chronic (mg/L) | Human Health Safe Usage Concentration (mg/L) | CRL | Approval Date | Column1 | MSDS Date
3D TRASAR 3DT104 | NALCO | Cooling Water Treatment | 28.1 | 3.12 | 3.5 | No | 2013-09-18 | 2011-03-07 | 2011-03-07
3D TRASAR 3DT120 | NALCO | Cooling Water Treatment | 27.6 | 3.1 | NT | No | 2013-09-18 | 2011-03-28 | 2011-03-28
3D TRASAR 3DT121 | NALCO | Cooling Water Treatment | 44.9 | 4.99 | NT | No | 2013-09-18
3D TRASAR 3DT124 | NALCO |  | 0.24 | 0.03 | 7e-05 | Yes | 2014-05-21 | 2012-05-31 | 2012-05-31
3D TRASAR 3DT138 | NALCO | Scale Inhibitor | 2.28 | 0.25 | 0.69 | No | 2013-09-18 | 2011-10-31 | 2011-10-31
3D TRASAR 3DT177 | NALCO |  | 206 | 22.9 | NT | No | 2013-09-18 | 2005-10-17 | 2005-10-17
3D TRASAR 3DT187 | NALCO | Cooling Water Treatment | 65.13 | 7.24 | 7e-05 | Yes | 2014-04-07 | 2005-04-22 | 2005-04-22
3D TRASAR 3DT189 | NALCO | Cooling Water Treatment | 114.38 | 12.71 | 7e-05 | Yes | 2013-09-18 | 2005-06-30 | 2005-06-30
3D TRASAR 3DT195 | NALCO | Cooling Water Treatment | 65.79 | 7.31 | 0.29 | Yes | 2015-07-23 | 2014-07-10 | 2014-07-10
3D TRASAR 3DT197 | NALCO |  | 1.13 | 0.126 | NT | No | 2013-09-18 | 2010-03-23 | 2010-03-23
3D TRASAR 3DT198 | NALCO | Corrosion Inhibitor | 1.7 | 0.19 | NT | No | 2013-09-18 | 2011-03-10 | 2011-03-10
3D TRASAR 3DT199 | NALCO | Cooling Water Treatment | 2.59 | 0.29 | NT | No | 2013-09-18 | 2010-06-02 | 2010-06-02
3D TRASAR 3DT208 | NALCO | Boiler Treatment | 20.9 | 2.33 | 7e-05 | Yes | 2013-11-22 | 2012-03-26 | 2012-03-26
3D TRASAR 3DT222 | NALCO | Cooling Water Treatment | 0.39 | 0.04 | 2.1 | No | 2013-09-23 | 2009-09-02 | 2009-09-02
3D TRASAR 3DT230 | NALCO | Cooling Water Treatment | 92 | 10.2 | 588.24 | No | 2013-09-18 | 2012-11-30 | 2012-11-30
3D TRASAR 3DT237 | NALCO | Cooling Water Treatment | 65.77 | 7.31 | 63.89 | No | 2015-04-15 | 2010-08-10 | 2010-08-10
3D TRASAR 3DT247 | NALCO |  | 60.56 | 6.73 | NT | No | 2013-10-18 | 2012-03-28 | 2012-03-28
3D TRASAR 3DT265 | NALCO |  | 116.75 | 12.97 | 7e-05 | Yes | 2013-09-18 | 2009-07-31 | 2009-07-31
3D TRASAR 3DT289 | NALCO | Cooling Water Treatment | 114.4 | 12.71 | NT | No | 2013-09-18 | 2011-02-03 | 2011-02-03
3D TRASAR 3DT294 | NALCO | Cooling Water Treatment | 68.5 | 7.61 | 7e-05 | Yes | 2014-07-25 | 2014-06-27 | 2014-06-27
3D TRASAR 3DTBR06 | NALCO |  | 166 | 18.44 | 0.45 | No | 2014-07-25 | 2014-06-27 | 2014-06-27
3D TRASAR 3DTBR10 | NALCO | Cooling Water Treatment | 44.75 | 4.97 | NA | No | 2015-07-23 | 2014-08-28 | 2014-08-28
AB Aquashade | Applied Biochemists | Herbicide | 16 | 1.78 | NT | No | 2013-09-18 | 2011-04-19 | 2011-04-19
AC 55-5 Red | Ecolab, Inc. | Industrial Cleaner | 2.74 | 0.3 | 11 | No | 2014-03-06 | 2013-03-19 | 2013-03-19
AC-101 | Ecolab, Inc. | Industrial Cleaner | 2.74 | 0.3 | NA | No | 2014-03-13 | 2013-05-21 | 2013-05-21
AC-103 | Ecolab, Inc. | Industrial Cleaner | 2.74 | 0.3 | NA | No | 2014-03-13 | 2013-05-21 | 2013-05-21
Accu-Tab S1 | PPG Industries | Biocide | 0.0022 | 0.00024 | 0.21 | No | 2013-09-27 | 2011-06-20 | 2011-06-20
ACET B-200 | Active Chemical Corporation | Microbiocide | 0.0034 | 0.0004 | 6.9 | No | 2014-01-03 | 2011-06-03 | 2011-06-03
ACET LA-3 | Active Chemical Corporation | Corrosion Inhibitor, Scale Inhibitor | 62.4 | 6.93 | 0.21 | No | 2013-12-20 | 2011-06-22 | 2011-06-22
Acetic Acid | All Manufacturers |  | 3.85 | 0.43 | NA | No | 2014-04-04
Acidifoam | Rochester Midland Corporation | Mineral Deposit Remover | 49.25 | 5.47 | 21 | No | 2013-11-22 | 2012-04-16 | 2012-04-16
Acidiquat | Rochester Midland Corporation |  | 0.0021 | 0.00024 | 0.69 | No | 2013-11-01 | 2012-07-02 | 2012-07-02
Acti-brom 1318 | NALCO | Biocide | 62.5 | 6.94 | NA | No | 2013-09-18 | 2009-09-11 | 2009-09-11
Adena 5125 | Adena Technologies | Corrosion Inhibitor, Scale Inhibitor | 7.32 | 0.81 | 0.21 | No | 2013-09-23 | 2013-03-21 | 2013-03-21
Adena 6001 | Adena Technologies | Microbiocide | 0.075 | 0.008 | NA | No | 2013-09-18 | 2013-03-21 | 2013-03-21
Adena 6002 | Adena Technologies | Microbiocide | 0.021 | 0.0024 | 6.9 | No | 2013-09-18 | 2013-03-21 | 2013-03-21
Advantage 1529 | Solenis LLC | Defoamer | 8.86 | 0.98 | 5.26 | No | 2015-04-03 | 2014-10-27 | 2014-10-27
Advantage BN3396 | Solenis LLC | Defoamer | 140.55 | 15.62 | 0.12 | No | 2014-09-03 | 2013-04-16 | 2013-04-16
Advantage BN3397 | Solenis LLC | Defoamer | 160.13 | 17.92 | 240 | No | 2015-04-10 | 2014-11-21 | 2014-11-21
Advantage BN3398 | Solenis LLC | Defoamer | 160.13 | 17.92 | 160 | No | 2015-04-10 | 2014-10-12 | 2014-10-12
Advantage Plus 1400 | Solenis LLC | Deposit Control Agent | 145.07 | 16.12 | 3.5 | No | 2014-10-08 | 2011-09-16 | 2011-09-16
Advantage Plus 6445 | Solenis LLC |  | 221 | 24.56 | 0.003 | No | 2013-09-18 | 2008-11-02 | 2008-11-02
AF 210 Antifoam | Aqua Kinetics, Inc. | Defoamer | 38.46 | 4.27 | NA | No | 2014-01-24 | 2011-02-10 | 2011-02-10
AK 150 | Aqua Kinetics, Inc. | Biocide | 0.36 | 0.04 | 3 | No | 2014-01-24 | 2009-01-09 | 2009-01-09
AK 450 | Aqua Kinetics, Inc. | Biocide | 0.039 | 0.0043 | 0.00058 | Yes | 2014-01-24 | 2010-01-12 | 2010-01-12
AK-110 | GE Betz, Inc. |  | 38.46 | 4.27 | NT | No | 2013-09-27
AK178 | Aqua Kinetics, Inc. | Flocculant | 3.85 | 0.43 | 7e-05 | Yes | 2014-03-31 | 2013-12-15 | 2013-12-15
Alpha 2000 | Rochester Midland Corporation | Cleaner, Degreaser | 185.07 | 20.56 | 380.43 | No | 2015-04-01 | 2015-01-30 | 2015-01-30
Amercor 1848 | Solenis LLC | Corrosion Inhibitor | 55.24 | 6.14 | 1 | No | 2014-04-24 | 2013-07-31 | 2013-07-31
Amercor 8850 | Solenis LLC |  | 23.81 | 2.65 | 1.4 | No | 2013-09-18 | 2009-06-02 | 2009-06-02
Amersite 11 | Solenis LLC | Corrosion Inhibitor | 156.15 | 17.35 | 250 | No | 2014-10-02 | 2013-05-30 | 2013-05-30
Amersite 2 | Solenis LLC |  | 23.35 | 2.59 | NA | No | 2013-09-18 | 2008-07-03 | 2008-07-03
Amertrol HT1510 | Solenis LLC | Deposit Control Agent | 2.28 | 0.25 | 62.5 | No | 2015-07-23 | 2015-05-22 | 2015-05-22
Ammonia Sulfate | All Manufacturers |  | 2.32 | 0.26 | 30 | No | 2013-09-18 | 2012-04-27 | 2012-04-27
Anodamine HPFG | Anodamine, Inc. | Corrosion Inhibitor, Scale Inhibitor | 1892.69 | 210.3 | NT | No | 2013-09-27 | 2011-01-05 | 2011-01-05
Aquacar DBNPA 5 | DOW Chemical | Microbiocide | 0.0024 | 0.00025 | 14 | No | 2013-10-10 | 2005-03-08 | 2005-03-08
AQUCAR DB 100 w/ Smart Release Tech. | DOW Chemical | Cooling Water Treatment | 0.025 | 0.006 | NT | No | 2013-11-15 | 2013-02-28 | 2013-02-28
Aqucar DB 20 | DOW Chemical | Microbiocide | 0.096 | 0.011 | 14 | No | 2013-09-23 | 2012-07-25 | 2012-07-25
Aries 1668 | Aries Chemical Inc. | Flocculant | 7.14 | 0.79 | 7e-05 | Yes | 2013-11-22 | 2008-08-08 | 2008-08-08
Aries 1674 | Aries Chemical Inc. | Flocculant | 7.14 | 0.79 | 0.14 | Yes | 2015-04-29 | 2015-02-20 | 2015-02-20
Aries 3009 | Aries Chemical Inc. | Boiler Treatment | 27.15 | 3.02 | 3.5 | No | 2014-08-11 | 2013-01-23 | 2013-01-23
Aries 301 | Aries Chemical Inc. | Oxygen Scavenger | 6.83 | 0.759 | NA | No | 2014-08-22 | 2012-04-02 | 2012-04-02
Aries 3059 | Aries Chemical Inc. | Boiler Water Treatment | 1.7 | 0.19 | NA | No | 2014-09-12
Aries 4010 | Aries Chemical Inc. | Corrosion Inhibitor | 29.1 | 3.23 | 0.21 | No | 2014-09-12 | 2008-07-09 | 2008-07-09
AriStat 975 | Aries Chemical Inc. | Cooling Water Microbiocide | 0.0086 | 0.001 | NA | No | 2014-08-22 | 2011-02-05 | 2011-02-05
AS 1430PW | Applied Specialties, Inc. | Flocculant | 2.28 | 0.25 | 7e-05 | Yes | 2013-09-18 | 2011-09-15 | 2011-09-15
AS 3098 | Applied Specialties, Inc. |  | 0.46 | 0.05 | NA | No | 2013-09-18 | 2012-11-30 | 2012-11-30
Bacticide 45B | Chem-Aqua, Inc. | Biocide | 0.0079 | 0.0009 | 1 | No | 2014-12-19 | 2013-04-15 | 2013-04-15
BC-215 | Athlon Solutions | Biocide | 0.032 | 0.0036 | NT | No | 2013-09-18 | 2013-10-09 | 2013-10-09
Betzdearborn DCL30 | GE Betz, Inc. | Biocide | 8.65 | 0.96 | NT | No | 2013-09-18 | 2011-08-29 | 2011-08-29
Betzdearborn DCL32 | GE Betz, Inc. | Membrane Cleaner | 8.81 | 0.98 | NA | No | 2015-03-27 | 2010-10-05 | 2010-10-05
Betzdearborn IEC2 | GE Betz, Inc. |  | 21.9 | 13.01 | 0.24 | Yes | 2013-09-23 | 2011-09-07 | 2011-09-07
BFW-35 | Rochester Midland Corporation | Corrosion And Scale Inhibitor | 43.47 | 4.83 | 3.5 | No | 2014-04-03 | 2012-08-15 | 2012-08-15
BFW-5 | Rochester Midland Corporation | Corrosion Inhibitor, Scale Inhibitor | 42.27 | 4.72 | NA | No | 2015-05-19 | 2015-04-16 | 2015-04-16
BFW-504 | Rochester Midland Corporation | Corrosion Inhibitor, Scale Inhibitor | 35.53 | 4.63 | NA | No | 2015-05-19 | 2015-01-30 | 2015-01-30
Biobrom C-100G | Clearon Corp. | Biocide | 0.054 | 0.006 | 0.69 | No | 2013-09-18 | 2010-09-28 | 2010-09-28
Biomate MBC2881 | GE Betz, Inc. | Biocide | 0.16 | 0.03 | 0.07 | No | 2014-07-02 | 2011-09-23 | 2011-09-23
Biosak 604 | Wasak, Inc. | Microbiocide | 0.01 | 0.0011 | NT | No | 2013-11-13 | 1999-02-03 | 1999-02-03
BioSolve Pinkwater 6% | The BioSolve Company |  | 8.86 | 0.98 | 1.4 | No | 2014-12-04 | 2014-01-01 | 2014-01-01
Biosperse 250 | Solenis LLC | Biocide | 0.44 | 0.049 | 10 | No | 2014-10-02 | 2012-10-03 | 2012-10-03
Biosperse 550 | Solenis LLC | Microbiocide | 0.23 | 0.025 | 1 | No | 2013-09-18 | 2008-01-26 | 2008-01-26
BPB 55715 | Baker Petrolite | Boiler Water Treatment | 137.3 | 15.25 | 3.5 | No | 2013-09-18 | 2010-01-29 | 2010-01-29
BPB 59316 | Baker Petrolite | Scale Inhibitor | 34.22 | 3.8 | 0.21 | No | 2013-09-23 | 2012-12-11 | 2012-12-11
BPB 59370 | Baker Petrolite | Oxygen Scavenger | 12.7 | 1.38 | NA | No | 2013-09-18 | 2007-10-03 | 2007-10-03
BPB 59396 | Baker Petrolite |  | 0.04 | 0.004 | NT | No | 2013-09-18 | 2010-02-01 | 2010-02-01
BPB 59456 | Baker Petrolite | Condensate Treatment | 1.33 | 0.15 | 1 | No | 2013-09-18 | 2013-02-27 | 2013-02-27
BPC 60002 | Baker Petrolite |  | 3.93 | 0.44 | NA | No | 2013-09-18 | 2005-05-10 | 2005-05-10
BPC 60003 | Baker Petrolite | Scale Inhibitor | 11.5 | 1.28 | NA | No | 2013-09-18 | 2014-10-07 | 2014-10-07
BPC 65300 | Baker Petrolite | Scale Inhibitor | 6.25 | 0.69 | 250 | No | 2013-09-18 | 2009-02-18 | 2009-02-18
BPC 67275 | Baker Petrolite | Dispersant | 4.43 | 0.49 | NA | No | 2013-09-18 | 2010-02-01 | 2010-02-01
BPC 67335 | Baker Petrolite | Cooling Water Treatment | 110.5 | 12.28 | 10.9 | No | 2015-02-20 | 2010-12-10 | 2010-12-10
BPC 68095 | Baker Petrolite | Corrosion Inhibitor | 0.24 | 0.027 | 2.1 | No | 2013-09-18 | 2006-04-26 | 2006-04-26
BPC 68570 | Baker Petrolite | Corrosion Inhibitor | 66.6 | 7.4 | NA | No | 2013-09-18 | 2008-04-22 | 2008-04-22
BPC 68698 | Baker Petrolite | Biocide | 0.025 | 0.003 | 21 | No | 2014-11-07
BPC 68915 | Baker Petrolite | Microbiocide | 0.293 | 0.033 | NA | No | 2013-09-18 | 2008-01-02 | 2008-01-02
BPC 68970 | Baker Petrolite | Microbiocide | 0.69 | 0.076 | 1 | No | 2013-09-18 | 2006-04-18 | 2006-04-18
BPR 81150 | Baker Petrolite | Neutralizer | 8.85 | 0.98 | NA | No | 2013-09-18 | 2007-11-01 | 2007-11-01
BPR 82365 | Baker Petrolite |  | 4.75 | 0.53 | NT | No | 2013-09-18 | 2010-01-08 | 2010-01-08
BPW 76001 | Baker Petrolite | Inorganic Coagulant | 15.3 | 1.7 | NT | No | 2013-09-18 | 2010-02-01 | 2010-02-01
BPW 76453 | Baker Petrolite |  | 0.03 | 0.003 | NA | No | 2013-09-18 | 2009-11-19 | 2009-11-19
BPW 76910 | Baker Petrolite |  | 0.017 | 0.0018 | 0.014 | Yes | 2013-09-18 | 2010-06-06 | 2010-06-06
Brake Flush | Zep, Inc. |  | 9.61 | 1.07 | 6.25 | No | 2014-10-10 | 2009-02-06 | 2009-02-06
Brennfloc BIID | Kemira | Flocculant | 2.28 | 0.25 | 7e-05 | Yes | 2013-09-18 | 2009-11-05 | 2009-11-05
Brennsperse 6801 | Brenntag Northeast | Scale Inhibitor | 38.46 | 4.27 | 0.7 | Yes | 2013-09-18 | 2013-03-08 | 2013-03-08
BromiCide Granules | BWA Water Additives US LLC |  | 0.018 | 0.002 | 21 | No | 2013-09-18 | 2008-10-29 | 2008-10-29
BSC-30 | Rochester Midland Corporation | Corrosion And Scale Inhibitor | 405.5 | 45.06 | 3.5 | No | 2014-04-03 | 2012-04-19 | 2012-04-19
Bulk Kleen 745N | Bulk Chemicals, Inc. | Industrial Cleaner | 114.35 | 12.71 | NA | No | 2014-12-05 | 2005-09-16 | 2005-09-16
Busan 30WB | Buckman Laboratories, Inc. |  | 0.0013 | 0.0001 | 0.46 | No | 2015-02-27 | 2013-02-05 | 2013-02-05
BW-5041 | Athlon Solutions | Scale Inhibitor | 269.2 | 29.9 | NT | No | 2013-09-18 | 2013-07-30 | 2013-07-30
BW-6000 | Athlon Solutions |  | 0.35 | 0.038 | NT | No | 2013-09-18 | 2013-07-30 | 2013-07-30
BW-6515 | Athlon Solutions | Oxygen Scavenger | 28.6 | 3.18 | 0.069 | No | 2013-09-18 | 2013-07-30 | 2013-07-30
BW-8095 | Athlon Solutions | Corrosion Inhibitor | 0.54 | 0.061 | 1.4 | No | 2013-09-18 | 2014-01-10 | 2014-01-10
BWS 750T | Klenzoid, Inc. |  | 40 | 4.44 | 0.21 | No | 2013-11-01 | 2013-09-27 | 2013-09-27
C-9 | NALCO | Corrosion Inhibitor | 0.4 | 0.044 | 2.1 | No | 2013-09-18 | 2011-09-15 | 2011-09-15
C20-C | APTechGroup, Inc. |  | 3.85 | 0.43 | NT | No | 2013-09-18 | 2011-02-01 | 2011-02-01
Cabot HtH | Brenntag UK & Ireland |  | 0.01 | 0.0006 | 250 | No | 2013-09-18 | 2011-01-17 | 2011-01-17
Cabot Hydrothol ® 191 | United Phosphorus, Inc. |  | 0.03 | 0.003 | 0.14 | No | 2013-09-18 | 2010-12-23 | 2010-12-23
Calcium Chloride | All Manufacturers |  | 11.04 | 1.23 | NT | No | 2013-11-18
CAT-FLOC 8799 PLUS | NALCO | Coagulant | 0.014 | 0.0016 | 3 | No | 2013-09-18 | 2012-05-03 | 2012-05-03
Cationic Polymer Gel Logs | Water Treatment Services | Flocculant | 0.46 | 0.051 | 7e-05 | Yes | 2014-01-24 | 2013-11-14 | 2013-11-14
CD-900 | Rochester Midland Corporation | Dispersant, Scale Inhibitor | 4.57 | 0.51 | 7.29 | No | 2015-03-03 | 2012-04-19 | 2012-04-19
Chelaclean 161-BS | Diversified Chemical Technologies, Inc. | High Alkaline Steel Cleaner | 36.7 | 4.1 | NT | No | 2013-09-18 | 2011-11-15 | 2011-11-15
Chem-Aqua 11000 | Chem-Aqua, Inc. | Cooling Water Treatment | 35.29 | 3.92 | NA | No | 2014-12-19 | 2014-03-18 | 2014-03-18
Chem-Aqua 32115 | Chem-Aqua, Inc. |  | 27.15 | 3.02 | 0.69 | No | 2014-12-19 | 2013-04-30 | 2013-04-30
Chem-Aqua 52800 | Chem-Aqua, Inc. |  | 73.18 | 8.13 | 1.67 | No | 2014-12-19 | 2014-04-03 | 2014-04-03
ChemTreat B120 | ChemTreat, Inc. |  | 2.65 | 0.295 | NA | No | 2013-09-18 | 2013-01-16 | 2013-01-16
ChemTreat B121 | ChemTreat, Inc. | Boiler Water Treatment | 0.03 | 0.003 | NA | No | 2014-05-22 | 2012-08-17 | 2012-08-17
ChemTreat BL1161 | ChemTreat, Inc. | Boiler Water Treatment | 54.38 | 6.06 | NT | No | 2013-11-13 | 2013-06-20 | 2013-06-20
ChemTreat BL122 | ChemTreat, Inc. | Boiler Water Treatment | 15.02 | 1.67 | NT | No | 2013-09-23 | 2012-07-19 | 2012-07-19
ChemTreat BL124 | ChemTreat, Inc. |  | 16.28 | 4.74 | NT | No | 2013-09-18 | 2013-12-04 | 2013-12-04
ChemTreat BL1240 | ChemTreat, Inc. | Boiler Water Treatment | 385 | 42.7 | NT | No | 2013-11-15 | 2013-02-07 | 2013-02-07
ChemTreat BL1253 | ChemTreat, Inc. | Oxygen Scavenger | 15.02 | 1.67 | NA | No | 2013-09-18 | 2013-12-10 | 2013-12-10
ChemTreat BL1258 | ChemTreat, Inc. | Boiler Water Treatment | 13.15 | 1.46 | NT | No | 2013-12-23 | 2013-12-06 | 2013-12-06
ChemTreat BL126 | ChemTreat, Inc. |  | 20 | 2.25 | NA | No | 2015-08-07 | 2015-03-04 | 2015-03-04
ChemTreat BL1283 | ChemTreat, Inc. | Boiler Water Treatment | 3.37 | 0.374 | NA | No | 2013-09-18 | 2011-01-05 | 2011-01-05
ChemTreat BL1285 | ChemTreat, Inc. | Boiler Water Treatment | 81.6 | 9.1 | NT | No | 2013-09-18 | 2013-12-06 | 2013-12-06
ChemTreat BL1307 | ChemTreat, Inc. | Boiler Water Treatment | 2.31 | 0.26 | NT | No | 2013-11-13 | 2013-11-06 | 2013-11-06
ChemTreat BL1340 | ChemTreat, Inc. | Boiler Water Treatment | 140 | 15 | 3.5 | No | 2013-09-18 | 2012-01-05 | 2012-01-05
ChemTreat BL1342 | ChemTreat, Inc. | Boiler Water Treatment | 54.4 | 6.04 | 3.5 | No | 2013-11-15 | 2013-06-20 | 2013-06-20
ChemTreat BL1344 | ChemTreat, Inc. | Boiler Water Treatment | 38.46 | 4.27 | 7000 | No | 2013-09-18 | 2013-06-25 | 2013-06-25
ChemTreat BL1354 | ChemTreat, Inc. | Boiler Treatment | 34.46 | 3.83 | 3.5 | No | 2013-09-18 | 2013-02-08 | 2013-02-08
ChemTreat BL1513 | ChemTreat, Inc. | Steam Line Treatment | 2.25 | 0.25 | 1.4 | No | 2013-09-18 | 2013-12-13 | 2013-12-13
ChemTreat BL152 | ChemTreat, Inc. | Steam Line Treatment | 2.92 | 0.32 | 3 | No | 2013-09-18 | 2013-02-12 | 2013-02-12
ChemTreat BL1544 | ChemTreat, Inc. | Corrosion Inhibitor | 4.78 | 0.53 | 1 | No | 2013-09-18 | 2012-11-28 | 2012-11-28
ChemTreat BL1549 | ChemTreat, Inc. | Steam Line Treatment | 11.88 | 1.32 | 1.4 | No | 2013-09-18 | 2012-08-15 | 2012-08-15
ChemTreat BL1553 | ChemTreat, Inc. | Steam Line Treatment | 6.58 | 1.55 | 1.4 | No | 2013-12-19 | 2013-08-16 | 2013-08-16
ChemTreat BL1558 | ChemTreat, Inc. | Corrosion Inhibitor, Scale Inhibitor | 12.2 | 1.35 | 1.4 | No | 2013-09-23 | 2013-10-21 | 2013-10-21
ChemTreat BL1559 | ChemTreat, Inc. | Steam Line Treatment | 17.31 | 1.92 | 1.4 | No | 2013-09-18 | 2013-02-11 | 2013-02-11
ChemTreat BL1562 | ChemTreat, Inc. | Steam Line Treatment | 37.45 | 4.16 | 14 | No | 2014-03-24 | 2011-04-26 | 2011-04-26
ChemTreat BL1565 | ChemTreat, Inc. |  | 0.066 | 0.007 | NT | No | 2013-10-31 | 2013-02-12 | 2013-02-12
ChemTreat BL1770 | ChemTreat, Inc. | Boiler Water Treatment | 27.2 | 3.02 | 3.5 | No | 2013-09-23 | 2013-06-20 | 2013-06-20
ChemTreat BL1794 | ChemTreat, Inc. | Boiler Water Treatment | 104.5 | 11.61 | NT | No | 2013-09-18 | 2012-01-04 | 2012-01-04
ChemTreat BL180 | ChemTreat, Inc. |  | 19.23 | 2.14 | 1.4 | No | 2013-12-19 | 2012-10-08 | 2012-10-08
ChemTreat BL197 | ChemTreat, Inc. | Antifoam, Boiler Water Treatment | 34.46 | 3.83 | NT | No | 2013-09-23 | 2013-05-28 | 2013-05-28
ChemTreat BL4350 | ChemTreat, Inc. | Boiler Water Treatment | 62.5 | 6.94 | 3.5 | No | 2013-09-18 | 2013-06-28 | 2013-06-28
ChemTreat BL8621 | ChemTreat, Inc. | Boiler Water Treatment | 38.5 | 4.27 | NT | No | 2013-09-18 | 2013-12-10 | 2013-12-10
ChemTreat BL8681 | ChemTreat, Inc. | Boiler Water Treatment | 38.46 | 4.27 | 9.7 | No | 2014-01-03 | 2011-01-07 | 2011-01-07
ChemTreat C1432SR | ChemTreat, Inc. | Corrosion Inhibitor, Scale Inhibitor | 94.23 | 10.47 | 3.5 | No | 2014-03-05 | 2014-01-14 | 2014-01-14
ChemTreat C1456SR | ChemTreat, Inc. | Cooling Water Treatment | 14.6 | 1.6 | NA | No | 2013-09-18 | 2012-07-16 | 2012-07-16
ChemTreat C2188 | ChemTreat, Inc. | Cooling Water Microbiocide | 0.025 | 0.0028 | 21 | No | 2013-12-23 | 2012-02-22 | 2012-02-22
ChemTreat C2189T | ChemTreat, Inc. | Cooling Water Microbiocide | 0.029 | 0.003 | 0.66 | No | 2013-09-18 | 2013-03-25 | 2013-03-25
ChemTreat CL13202 | ChemTreat, Inc. | Cooling Water Treatment | 0.013 | 0.0015 | NT | No | 2013-11-01 | 2013-02-28 | 2013-02-28
ChemTreat CL1352 | ChemTreat, Inc. | Cooling Water Treatment | 31 | 3.44 | NT | No | 2013-09-18 | 2013-06-24 | 2013-06-24
ChemTreat CL1370 | ChemTreat, Inc. | Steam Line Treatment | 34 | 3.78 | NT | No | 2013-12-05 | 2013-02-12 | 2013-02-12
ChemTreat CL1416 | ChemTreat, Inc. | Cooling Water Treatment | 0.71 | 0.13 | 0.21 | No | 2013-10-28 | 2012-03-19 | 2012-03-19
ChemTreat CL1425 | ChemTreat, Inc. | Cooling Water Treatment | 46.46 | 5.16 | NA | No | 2014-05-23 | 2012-06-19 | 2012-06-19
ChemTreat CL1446 | ChemTreat, Inc. | Cooling Water Treatment | 38.5 | 4.27 | 0.21 | No | 2014-03-12 | 2012-01-05 | 2012-01-05
ChemTreat CL1455 | ChemTreat, Inc. | Cooling Water Treatment | 56.8 | 6.3 | NA | No | 2013-09-18 | 2013-01-11 | 2013-01-11
ChemTreat CL1468 | ChemTreat, Inc. | Cooling Water Treatment, Corrosion Inhibitor | 20.46 | 2.27 | 0.21 | No | 2013-09-18 | 2012-01-05 | 2012-01-05
ChemTreat CL1496 | ChemTreat, Inc. | Cooling Water Treatment | 16.73 | 1.86 | NT | No | 2013-11-15 | 2013-10-31 | 2013-10-31
ChemTreat CL16 | ChemTreat, Inc. | Reverse Osmosis Membrane Cleaner | 25.17 | 2.8 | 7000 | No | 2013-09-18 | 2012-08-22 | 2012-08-22
ChemTreat CL2005 | ChemTreat, Inc. | Cooling Water Microbiocide Algicide | 0.023 | 0.003 | 3 | No | 2014-01-27 | 2012-02-01 | 2012-02-01
ChemTreat CL2032 | ChemTreat, Inc. | Cooling Water Microbiocide | 167.85 | 18.65 | 0.002 | No | 2013-09-18 | 2013-12-13 | 2013-12-13
ChemTreat CL206 | ChemTreat, Inc. | Microbiocide | 0.36 | 0.04 | 3.1 | No | 2013-09-18 | 2013-12-13 | 2013-12-13
ChemTreat CL2065 | ChemTreat, Inc. | Cooling Water Microbiocide | 0.034 | 0.004 | 603 | No | 2014-02-20 | 2013-06-23 | 2013-06-23
ChemTreat CL207 | ChemTreat, Inc. | Cooling Water Microbiocide | 1.43 | 0.16 | 0.62 | No | 2013-09-18 | 2012-11-28 | 2012-11-28
ChemTreat CL215 | ChemTreat, Inc. | Cooling Water Microbiocide | 0.52 | 0.058 | NT | No | 2013-09-18 | 2012-08-06 | 2012-08-06
ChemTreat CL2150 | ChemTreat, Inc. | Cooling Water Microbiocide | 0.67 | 0.07 | NT | No | 2013-09-18 | 2012-10-16 | 2012-10-16
ChemTreat CL2156 | ChemTreat, Inc. | Cooling Water Microbiocide | 0.53 | 0.06 | 10 | No | 2013-09-18 | 2013-12-16 | 2013-12-16
ChemTreat CL2188 | ChemTreat, Inc. |  | 0.03 | 0.0028 | 21 | No | 2013-09-18
ChemTreat CL2212 | ChemTreat, Inc. | Cooling Water Microbiocide | 0.6 | 0.07 | 1 | No | 2013-10-29 | 2012-10-18 | 2012-10-18
ChemTreat CL2250 | ChemTreat, Inc. | Cooling Water Microbiocide | 0.5 | 0.06 | 10 | No | 2013-12-11 | 2013-05-30 | 2013-05-30
ChemTreat CL240 | ChemTreat, Inc. | Defoamer | 62.5 | 6.94 | NA | No | 2013-09-18 | 2012-01-06 | 2012-01-06
ChemTreat CL241 | ChemTreat, Inc. | Defoamer | 461.54 | 51.28 | NA | No | 2013-09-18 | 2012-06-05 | 2012-06-05
ChemTreat CL2840 | ChemTreat, Inc. | Cooling Water Treatment | 0.25 | 0.027 | 0.69 | No | 2013-09-18 | 2013-01-29 | 2013-01-29
ChemTreat CL2865 | ChemTreat, Inc. | Closed System Treatment | 0.04 | 0.004 | 1.4 | No | 2013-09-18 | 2012-01-06 | 2012-01-06
ChemTreat CL2871 | ChemTreat, Inc. | Closed System Treatment | 10.95 | 1.22 | 0.21 | No | 2013-09-18 | 2012-10-22 | 2012-10-22
ChemTreat CL2873 | ChemTreat, Inc. | Closed System Treatment | 0.45 | 0.05 | 0.21 | No | 2013-09-18 | 2012-01-06 | 2012-01-06
ChemTreat CL2900 | ChemTreat, Inc. | Cooling Water Treatment | 230 | 25.56 | 0.21 | No | 2013-09-18 | 2012-10-30 | 2012-10-30
ChemTreat CL3855 | ChemTreat, Inc. | Cooling Water Treatment | 31.23 | 3.47 | 3.5 | No | 2014-03-12 | 2013-08-14 | 2013-08-14
ChemTreat CL3856 | ChemTreat, Inc. | Cooling Water Treatment | 26.3 | 2.9 | NT | No | 2013-09-18 | 2013-08-14 | 2013-08-14
ChemTreat CL3857 | ChemTreat, Inc. | Cooling Water Treatment | 38.5 | 4.3 | NA | No | 2013-09-18 | 2013-08-14 | 2013-08-14
ChemTreat CL3858 | ChemTreat, Inc. | Iron Cleaner | 34 | 3.78 | 3.5 | No | 2014-02-07
ChemTreat CL4075 | ChemTreat, Inc. | Cooling Water Treatment | 18.75 | 2.08 | NT | No | 2013-11-14 | 2013-11-06 | 2013-11-06
ChemTreat CL41 | ChemTreat, Inc. | Cooling Water Microbiocide | 62.5 | 6.94 | NT | No | 2013-11-15 | 2013-11-07 | 2013-11-07
ChemTreat CL4125 | ChemTreat, Inc. | Cooling Water Treatment | 1.79 | 0.2 | NT | No | 2013-12-11 | 2013-02-11 | 2013-02-11
ChemTreat CL4127 | ChemTreat, Inc. | Cooling Water Treatment | 13.65 | 1.52 | NA | No | 2014-09-11 | 2013-09-15 | 2013-09-15
ChemTreat CL416 | ChemTreat, Inc. | Cooling Water Treatment | 62.5 | 6.94 | NT | No | 2014-01-10 | 2012-08-22 | 2012-08-22
ChemTreat CL427 | ChemTreat, Inc. | Cooling Water Treatment | 0.56 | 0.063 | NT | No | 2013-11-14 | 2013-02-11 | 2013-02-11
ChemTreat CL4400 | ChemTreat, Inc. | Cooling Water Treatment | 131.35 | 14.59 | 3.5 | No | 2014-01-10 | 2012-01-06 | 2012-01-06
ChemTreat CL4437 | ChemTreat, Inc. | Cooling Water Treatment | 50.6 | 5.62 | NT | No | 2013-11-15 | 2012-12-04 | 2012-12-04
ChemTreat CL450 | ChemTreat, Inc. | Cooling Water Treatment | 2 | 0.41 | NT | No | 2013-12-05 | 2012-05-17 | 2012-05-17
ChemTreat CL4500 | ChemTreat, Inc. | Cooling Water Treatment | 48.79 | 5.42 | 3.5 | No | 2013-11-15 | 2012-01-06 | 2012-01-06
ChemTreat CL456 | ChemTreat, Inc. | Cooling Water Treatment | 0.34 | 0.04 | NA | No | 2015-08-07 | 2015-06-29 | 2015-06-29
ChemTreat CL459 | ChemTreat, Inc. | Cooling Water Treatment | 0.23 | 0.03 | NA | No | 2014-03-05 | 2014-02-13 | 2014-02-13
ChemTreat CL4668 | ChemTreat, Inc. | Cooling Water Treatment | 23.23 | 2.58 | 0.21 | No | 2013-09-18 | 2013-02-06 | 2013-02-06
ChemTreat CL4800 | ChemTreat, Inc. | Cooling Water Treatment | 38.46 | 4.27 | 3.5 | No | 2013-12-19 | 2012-11-08 | 2012-11-08
ChemTreat CL4802 | ChemTreat, Inc. | Cooling Water Treatment | 2.35 | 0.26 | 2.1 | No | 2013-11-15 | 2012-07-26 | 2012-07-26
ChemTreat CL4832 | ChemTreat, Inc. | Cooling Water Treatment | 21.34 | 2.37 | 3.5 | No | 2013-09-18 | 2012-09-06 | 2012-09-06
ChemTreat CL4846 | ChemTreat, Inc. | Cooling Water Treatment | 38.5 | 4.27 | 210 | No | 2013-09-18 | 2011-01-06 | 2011-01-06
ChemTreat CL4850 | ChemTreat, Inc. | Cooling Water Treatment | 88.38 | 9.82 | 3.5 | No | 2013-09-23 | 2013-08-19 | 2013-08-19
ChemTreat CL4855 | ChemTreat, Inc. | Cooling Water Treatment | 101.5 | 11.28 | 3.5 | No | 2014-02-12 | 2014-01-10 | 2014-01-10
ChemTreat CL4860 | ChemTreat, Inc. | Cooling Water Treatment | 48.46 | 5.38 | 3.5 | No | 2014-06-24 | 2014-06-10 | 2014-06-10
ChemTreat CL4882 | ChemTreat, Inc. | Cooling Water Treatment | 23.58 | 2.62 | 3.5 | No | 2014-03-05 | 2012-07-27 | 2012-07-27
ChemTreat CL4886 | ChemTreat, Inc. | Cooling Water Treatment | 44 | 4.89 | 0.21 | No | 2014-01-27 | 2014-01-14 | 2014-01-14
ChemTreat CL4890 | ChemTreat, Inc. | Cooling Water Treatment | 12.58 | 1.4 | 0.21 | No | 2013-12-26 | 2012-07-27 | 2012-07-27
ChemTreat CL4894 | ChemTreat, Inc. | Cooling Water Treatment | 30.15 | 3.35 | 0.21 | No | 2014-05-12 | 2011-01-07 | 2011-01-07
ChemTreat CL4898 | ChemTreat, Inc. | Cooling Water Treatment | 22.13 | 2.46 | NA | No | 2013-09-18 | 2012-07-27 | 2012-07-27
ChemTreat CL49 | ChemTreat, Inc. | Cooling Water Microbiocide | 0.15 | 0.02 | NA | No | 2013-09-18 | 2012-09-13 | 2012-09-13
ChemTreat CL497 | ChemTreat, Inc. | Cooling Water Biocide | 0.13 | 0.014 | 0.21 | No | 2014-07-25 | 2014-07-22 | 2014-07-22
ChemTreat CL5432 | ChemTreat, Inc. | Cooling Water Treatment | 34 | 3.8 | 8.75 | No | 2015-08-07 | 2015-06-29 | 2015-06-29
ChemTreat CL5437 | ChemTreat, Inc. | Cooling Water Microbiocide | 49.77 | 5.53 | 3.5 | No | 2013-09-18 | 2013-03-15 | 2013-03-15
ChemTreat CL5632 | ChemTreat, Inc. | Cooling Water Treatment | 114 | 12.7 | 3.5 | No | 2013-11-15 | 2013-09-11 | 2013-09-11
ChemTreat CL5634 | ChemTreat, Inc. | Cooling Water Treatment | 144 | 16 | 3.5 | No | 2014-12-04 | 2013-09-18 | 2013-09-18
ChemTreat CL5639 | ChemTreat, Inc. | Cooling Water Treatment | 38.83 | 3.76 | 70 | No | 2015-07-02 | 2015-06-19 | 2015-06-19
ChemTreat CL5642 | ChemTreat, Inc. | Cooling Water Treatment | 55.77 | 6.2 | 70 | No | 2015-07-02 | 2015-06-19 | 2015-06-19
ChemTreat CL5695 | ChemTreat, Inc. | Industrial Cleaner | 25.44 | 2.83 | NT | No | 2013-11-13 | 2012-01-05 | 2012-01-05
ChemTreat CL5737 | ChemTreat, Inc. | Cooling Water Treatment | 234 | 26 | NA | No | 2015-08-07 | 2015-06-24 | 2015-06-24
ChemTreat CL5852 | ChemTreat, Inc. | Cooling Water Treatment | 80.9 | 9 | 3.5 | No | 2014-09-05 | 2013-09-05 | 2013-09-05
ChemTreat CL6033 | ChemTreat, Inc. | Closed System Treatment | 105.42 | 11.71 | 1.4 | No | 2014-01-10 | 2012-08-13 | 2012-08-13
ChemTreat CL6034 | ChemTreat, Inc. | Closed System Treatment | 68.96 | 7.66 | 1.4 | No | 2014-03-11 | 2014-02-13 | 2014-02-13
ChemTreat CT1901 | ChemTreat, Inc. |  | 19 | 2.11 | 21 | No | 2014-03-12 | 2014-03-04 | 2014-03-04
ChemTreat CT23 | ChemTreat, Inc. |  | 38.46 | 4.27 | NT | No | 2013-12-26 | 2011-01-07 | 2011-01-07
ChemTreat CT707 | ChemTreat, Inc. | Cooling Water Treatment | 104.17 | 11.57 | 3.5 | No | 2013-12-12 | 2011-01-10 | 2011-01-10
ChemTreat CT708 | ChemTreat, Inc. |  | 51.5 | 5.72 | NT | No | 2014-01-06 | 2012-06-22 | 2012-06-22
ChemTreat CT709 | ChemTreat, Inc. | Cooling Water Treatment | 10.68 | 1.19 | NA | No | 2013-09-18 | 2013-08-12 | 2013-08-12
ChemTreat CT775 | ChemTreat, Inc. | Cooling Water Treatment | 37.65 | 4.18 | NT | No | 2013-11-12 | 2013-11-25 | 2013-11-25
ChemTreat CT9004 | ChemTreat, Inc. | Reverse Osmosis Treatment | 35.19 | 7.3 | 7000 | No | 2013-09-18 | 2011-06-30 | 2011-06-30
ChemTreat CT9005 | ChemTreat, Inc. | Boiler Water Treatment | 53.42 | 5.94 | 3.5 | No | 2013-09-23 | 2013-01-22 | 2013-01-22
ChemTreat CT907 | ChemTreat, Inc. | Cooling Water Treatment, Oil Seperation | 8 | 3.12 | NA | No | 2013-09-18 | 2013-12-10 | 2013-12-10
ChemTreat CT908 | ChemTreat, Inc. | Cooling Water Treatment | 0.28 | 0.032 | 3 | No | 2013-10-29 | 2013-08-21 | 2013-08-21
ChemTreat CT9082 | ChemTreat, Inc. | Cooling Water Treatment | 3.13 | 0.35 | 3 | No | 2013-10-31 | 2013-12-16 | 2013-12-16
ChemTreat CT930 | ChemTreat, Inc. | Process Additive | 0.063 | 0.008 | NT | No | 2014-01-03 | 2013-10-31 | 2013-10-31
ChemTreat CT936 | ChemTreat, Inc. | Process Additive | 0.18 | 0.02 | 21 | No | 2013-12-19 | 2012-04-19 | 2012-04-19
ChemTreat DG210 | ChemTreat, Inc. | Industrial Cleaner | 5.15 | 0.57 | 21 | No | 2013-12-19 | 2013-02-28 | 2013-02-28
ChemTreat FO114 | ChemTreat, Inc. | Defoamer | 17.3 | 1.9 | NT | No | 2013-09-18 | 2011-01-06 | 2011-01-06
ChemTreat FO140 | ChemTreat, Inc. | Defoamer | 49.08 | 5.45 | 8.3 | No | 2014-03-31 | 2014-03-12 | 2014-03-12
ChemTreat FO180 | ChemTreat, Inc. | Defoamer | 22.27 | 2.47 | NA | No | 2014-12-29 | 2014-10-14 | 2014-10-14
ChemTreat FO185 | ChemTreat, Inc. | Defoamer | 15.02 | 1.67 | NA | No | 2014-12-29 | 2013-12-16 | 2013-12-16
ChemTreat FO321 | ChemTreat, Inc. | Boiler Water Treatment | 0.296 | 0.033 | NT | No | 2013-09-25 | 2013-12-10 | 2013-12-10
ChemTreat FO420 | ChemTreat, Inc. | Defoamer | 0.095 | 0.011 | 14 | No | 2013-11-15 | 2013-01-21 | 2013-01-21
ChemTreat FO620 | ChemTreat, Inc. | Defoamer | 0.6 | 0.067 | 14 | No | 2013-12-12 | 2012-05-31 | 2012-05-31
ChemTreat FO621 | ChemTreat, Inc. | Defoamer | 1.3 | 0.14 | NT | No | 2013-09-18 | 2013-12-16 | 2013-12-16
ChemTreat FO920 | ChemTreat, Inc. | Defoamer | 1.8 | 0.2 | 2.1 | No | 2013-09-18 | 2013-12-16 | 2013-12-16
ChemTreat L102 | ChemTreat, Inc. | Lubricant | 0.42 | 0.047 | NT | No | 2013-10-29 | 2013-02-07 | 2013-02-07
ChemTreat P801E | ChemTreat, Inc. | Water Clarification Solids Conditioning | 6.25 | 0.69 | 7e-05 | Yes | 2014-01-03 | 2013-03-27 | 2013-03-27
ChemTreat P812 | ChemTreat, Inc. | Flocculant | 7.12 | 0.79 | 7e-05 | Yes | 2013-09-18 | 2012-01-06 | 2012-01-06
ChemTreat P817E | ChemTreat, Inc. | Water Clarification Solids Conditioning | 0.022 | 0.0025 | 7e-05 | Yes | 2013-09-18 | 2013-10-01 | 2013-10-01
ChemTreat P818 | ChemTreat, Inc. | Solids Conditioning Agent, Water Clarification | 1.51 | 0.17 | 7e-05 | Yes | 2014-01-28 | 2014-01-17 | 2014-01-17
ChemTreat P822L | ChemTreat, Inc. |  | 0.001 | 0.00011 | NT | No | 2014-01-02 | 2013-04-16 | 2013-04-16
ChemTreat P823L | ChemTreat, Inc. | Flocculant | 0.0018 | 0.0002 | 0.0003 | Yes | 2013-09-18 | 2013-12-10 | 2013-12-10
ChemTreat P8305E | ChemTreat, Inc. | Water Clarification Solids Conditioning | 0.046 | 0.005 | 7e-05 | Yes | 2013-11-13 | 2013-01-06 | 2013-01-06
ChemTreat P834E | ChemTreat, Inc. |  | 0.016 | 0.0017 | 7e-05 | Yes | 2014-08-12 | 2014-01-27 | 2014-01-27
ChemTreat P835E | ChemTreat, Inc. |  | 0.077 | 0.009 | 7e-05 | Yes | 2013-11-12 | 2013-01-06 | 2013-01-06
ChemTreat P846E | ChemTreat, Inc. | Water Clarification Solids Conditioning | 0.005 | 0.0005 | 7e-05 | Yes | 2013-11-14 | 2013-01-30 | 2013-01-30
ChemTreat P847E | ChemTreat, Inc. |  | 0.034 | 0.0038 | NT | No | 2013-09-18 | 2013-12-16 | 2013-12-16
ChemTreat P873L | ChemTreat, Inc. | Water Clarification | 0.03 | 0.003 | 8.5 | No | 2013-09-18 | 2013-03-20 | 2013-03-20
ChemTreat P886FG | ChemTreat, Inc. | Solids Conditioning Agent, Water Clarification | 0.46 | 0.05 | 7e-05 | Yes | 2014-01-28 | 2014-01-07 | 2014-01-07
ChemTreat P8905L | ChemTreat, Inc. |  | 0.43 | 0.048 | NT | No | 2013-09-25 | 2013-03-15 | 2013-03-15
ChemTreat P899L | ChemTreat, Inc. | Water Clarification | 566.2 | 62.9 | NA | No | 2013-09-18 | 2013-03-27 | 2013-03-27
ChemTreat PBC10 | ChemTreat, Inc. |  | 5.77 | 0.64 | NT | No | 2014-01-06 | 2011-01-06 | 2011-01-06
ChemTreat PG900 | ChemTreat, Inc. | Paper Process Additive, Retention and Drainage Aid | 1.14 | 0.13 | 7e-05 | Yes | 2014-01-28 | 2014-01-08 | 2014-01-08
ChemTreat PG906 | ChemTreat, Inc. | Paper Process Additive, Retention and Drainage Aid | 0.024 | 0.0027 | 7e-05 | Yes | 2013-12-19 | 2013-08-21 | 2013-08-21
ChemTreat RL124 | ChemTreat, Inc. | Reverse Osmosis Treatment | 16.28 | 4.74 | NT | No | 2013-09-18 | 2013-02-07 | 2013-02-07
ChemTreat RL1500 | ChemTreat, Inc. | Reverse Osmosis Membrane Cleaner | 25.38 | 2.82 | NT | No | 2013-09-18 | 2013-02-22 | 2013-02-22
ChemTreat RL1700 | ChemTreat, Inc. | Reverse Osmosis Membrane Treatment | 3.53 | 0.39 | NA | No | 2014-07-25 | 2014-07-02 | 2014-07-02
ChemTreat RL2016 | ChemTreat, Inc. | Reverse Osmosis And Membrane Cleaner | 38.46 | 4.27 | NT | No | 2013-09-18 | 2013-03-01 | 2013-03-01
ChemTreat RL5000 | ChemTreat, Inc. | Reverse Osmosis Treatment | 0.26 | 0.029 | NT | No | 2013-09-18 | 2013-02-11 | 2013-02-11
ChemTreat RL9004 | ChemTreat, Inc. | Reverse Osmosis Treatment | 37.77 | 9 | 3.5 | No | 2013-09-18 | 2013-12-16 | 2013-12-16
ChemTreat RL9007 | ChemTreat, Inc. | Reverse Osmosis Treatment | 100.4 | 11.15 | NA | No | 2014-06-05 | 2013-05-02 | 2013-05-02
Chlorine liquefied gas | Univar |  | 0.0012 | 0.00013 | 0.66 | No | 2013-09-18 | 2006-01-10 | 2006-01-10
Citric Acid | All Manufacturers |  | 4.62 | 0.51 | NT | No | 2013-09-18
CL-371 Defoamer | NALCO | Cooling Water Treatment | 8.86 | 0.98 | NA | No | 2015-07-23 | 2014-07-14 | 2014-07-14
CL2OUT 1100 | Baker Petrolite | Cooling Water Treatment | 360.69 | 40.08 | NA | No | 2014-12-05 | 2010-02-03 | 2010-02-03
Clarifloc C-379 | SNF/Polydyne Inc. |  | 0.38 | 0.04 | 0.0003 | Yes | 2014-04-25 | 2011-01-07 | 2011-01-07
Clarifloc N-6310 | SNF/Polydyne Inc. | Flocculant | 3.85 | 0.43 | 7e-05 | Yes | 2014-03-12 | 2011-01-07 | 2011-01-07
CLT-407 | Rochester Midland Corporation | Corrosion Inhibitor | 2.91 | 0.32 | 2.94 | No | 2015-03-03 | 2015-01-30 | 2015-01-30
Condor Formula 1160 | Condor Technologies, Inc. | Cooling Water Treatment | 12.95 | 1.42 | 3.5 | No | 2014-07-28 | 2003-07-31 | 2003-07-31
Condor Formula 1355 | Condor Technologies, Inc. | Cooling Water Treatment | 43.13 | 4.79 | NA | No | 2014-07-28 | 2004-02-26 | 2004-02-26
Condor Formula 1590 | Condor Technologies, Inc. | Microbiocide | 0.15 | 0.02 | 6.9 | No | 2013-09-18 | 2004-09-08 | 2004-09-08
Condor Formula 1598-G | Condor Technologies, Inc. | Cooling Water Biocide | 0.06 | 0.01 | 250 | No | 2013-09-18 | 2003-07-31 | 2003-07-31
Condor Formula DL 1545 | Condor Technologies, Inc. |  | 0.8 | 0.09 | 3.5 | No | 2013-09-18 | 2003-07-31 | 2003-07-31
Conquest | Ecolab, Inc. | Industrial Cleaner | 0.91 | 0.1 | 3.5 | No | 2014-03-13 | 2013-05-01 | 2013-05-01
Continuum AEC230 | GE Betz, Inc. | Corrosion Inhibitor | 9.62 | 1.07 | NT | No | 2013-09-18 | 2009-06-17 | 2009-06-17
Continuum AEC3100 | GE Betz, Inc. | Corrosion Inhibitor | 47.78 | 5.31 | 0.21 | No | 2013-09-18 | 2011-06-15 | 2011-06-15
Continuum AEC3107 | GE Betz, Inc. |  | 99.68 | 11.08 | NT | No | 2013-09-18 | 2011-05-04 | 2011-05-04
Continuum AEC3112 | GE Betz, Inc. |  | 56.15 | 6.24 | NT | No | 2013-09-18 | 2000-06-08 | 2000-06-08
Continuum AEC3120 | GE Betz, Inc. |  | 28.13 | 3.13 | 0.21 | No | 2013-09-18 | 2012-02-12 | 2012-02-12
Continuum AEC3127 | GE Betz, Inc. |  | 23.13 | 2.57 | 0.21 | No | 2013-09-18 | 2012-02-16 | 2012-02-16
Continuum AEC3144 | GE Betz, Inc. |  | 8.85 | 0.98 | 0.21 | No | 2013-09-18 | 2012-02-06 | 2012-02-06
Continuum AEC3156 | GE Betz, Inc. |  | 17.31 | 1.92 | NA | No | 2013-09-18 | 2011-11-03 | 2011-11-03
Continuum AT201 | GE Betz, Inc. | Deposit Control Agent | 33.08 | 3.68 | 3.5 | No | 2014-02-20 | 2013-09-18 | 2013-09-18
Continuum AT209 | GE Betz, Inc. |  | 4.23 | 0.47 | 0.21 | No | 2013-09-18 | 2009-08-26 | 2009-08-26
Continuum AT3203 | GE Betz, Inc. |  | 2.09 | 0.23 | 2.1 | No | 2013-09-18 | 2010-01-19 | 2010-01-19
Continuum AT3207 | GE Betz, Inc. | Deposit Control Agent | 31.92 | 3.55 | NA | No | 2013-09-18 | 2012-02-03 | 2012-02-03
Continuum AT4505 | GE Betz, Inc. | Corrosion Inhibitor | 16.38 | 1.82 | 28.83 | No | 2014-12-24 | 2014-12-08 | 2014-12-08
ControlBrom CB70 | NALCO |  | 192.31 | 21.37 | NT | No | 2013-09-18 | 2011-05-20 | 2011-05-20
Cool Dry | DuBois Chemicals, Inc. |  | 0.024 | 0.003 | 14 | No | 2015-08-24 | 2015-06-02 | 2015-06-02
Copper Sulfate | All Manufacturers |  | 0.006 | 0.001 | 0.45 | No | 2013-10-15
Core Shell 71301 | NALCO | Flocculant | 0.012 | 0.0013 | 7e-05 | Yes | 2013-09-18 | 2013-04-17 | 2013-04-17
Core Shell 71303 | NALCO | Flocculant | 0.041 | 0.0046 | 7e-05 | Yes | 2013-09-25 | 2010-10-11 | 2010-10-11
Corrshield MD4100 | GE Betz, Inc. | Corrosion Inhibitor | 171 | 19 | 0.21 | No | 2013-09-18 | 2011-03-21 | 2011-03-21
Corrshield MD4103 | GE Betz, Inc. |  | 106.88 | 11.88 | 0.21 | No | 2013-09-18 | 2011-06-28 | 2011-06-28
Corrshield NT402 | GE Betz, Inc. | Corrosion Inhibitor | 3.81 | 0.42 | 1.4 | No | 2013-09-25 | 2009-06-23 | 2009-06-23
Corrshield NT4203 | GE Betz, Inc. | Corrosion Inhibitor | 18.94 | 2.1 | 11 | No | 2013-09-18 | 2011-09-23 | 2011-09-23
Corrshield NT4204 | GE Betz, Inc. | Corrosion Inhibitor | 27.63 | 3.07 | 11 | No | 2013-09-18 | 1997-01-29 | 1997-01-29
Cortrol IS101 | GE Betz, Inc. | Oxygen Scavenger | 39.4 | 4.38 | NA | No | 2015-04-10 | 2011-09-16 | 2011-09-16
Cortrol IS104 | GE Betz, Inc. | Oxygen Scavenger | 67.69 | 7.52 | NT | No | 2013-09-18 | 2011-06-09 | 2011-06-09
Cortrol IS1050 | GE Betz, Inc. | Oxygen Scavenger | 2.23 | 0.25 | NT | No | 2013-09-18 | 2011-09-15 | 2011-09-15
Cortrol IS3000 | GE Betz, Inc. | Oxygen Scavenger | 3.85 | 0.43 | 0.069 | No | 2013-09-18 | 2011-09-15 | 2011-09-15
Cortrol OS5300 | GE Betz, Inc. | Organic Oxygen Scavenger | 0.054 | 0.006 | 0.28 | No | 2013-09-18 | 2011-10-21 | 2011-10-21
Cortrol OS5607 | GE Betz, Inc. |  | 615 | 0.68 | 1e-05 | Yes | 2013-09-18 | 2011-05-25 | 2011-05-25
Cortrol OS7780 | GE Betz, Inc. | Oxygen Scavenger | 0.19 | 0.022 | 3.1 | Yes | 2013-09-25 | 2011-03-11 | 2011-03-11
CP 734 | Sterling Water Technologies |  | 18.7 | 2.07 | NT | No | 2013-09-18 | 2012-08-16 | 2012-08-16
Cryotech E-36 | Cryotech | Deicing | 80.8 | 8.97 | NT | No | 2013-09-18
Cryotech NAAC | Cryotech | Deicing | 134.6 | 14.96 | NT | No | 2013-09-18
CS-28 | Rochester Midland Corporation | Scale Inhibitor | 9.23 | 1.03 | 3.5 | No | 2013-12-20 | 2013-12-18 | 2013-12-18
CS-724 | Rochester Midland Corporation Ltd. |  | 122 | 13.6 | NT | No | 2013-09-18
CS-90 | Klenzoid, Inc. | Cooling Water Treatment Corrosion Inhibitor | 3.85 | 0.43 | NT | No | 2013-11-01 | 2013-10-02 | 2013-10-02
CTI Formula 1030 | Capital Technologies, Inc. | Cooling Water Treatment | 45.94 | 5.1 | 0.21 | No | 2014-11-21 | 2014-07-29 | 2014-07-29
CTI Formula 1260 | Capital Technologies, Inc. | Cooling Water Treatment | 0.089 | 0.0098 | 0.21 | No | 2014-07-18 | 2013-10-30 | 2013-10-30
CTI Formula 1960-NF | Capital Technologies, Inc. | Cooling Water Treatment | 57.078 | 6.3421 | 1.4 | No | 2014-07-18 | 2013-04-29 | 2013-04-29
CW 879L | Mitco, Inc. |  | 16.15 | 1.79 | 3 | No | 2014-05-23 | 2009-02-23 | 2009-02-23
CW-1040 | Athlon Solutions | Corrosion Scale Inhibitor | 58.7 | 6.5 | NT | No | 2013-09-18 | 2014-07-30 | 2014-07-30
CW-1325 | Athlon Solutions | Corrosion Scale Inhibitor | 45.1 | 5 | NT | No | 2013-09-18 | 2013-10-07 | 2013-10-07
CW-2040 | Athlon Solutions | Dispersant | 14.23 | 1.58 | 3.5 | No | 2013-09-18 | 2013-07-30 | 2013-07-30
CW-32 | Clarity Water Technologies | Cooling Water Treatment | 1.48 | 0.165 | NA | No | 2013-09-18 | 2013-06-18 | 2013-06-18
CW-350 | Athlon Solutions | Corrosion Inhibitor | 5.61 | 0.62 | NA | No | 2014-06-24 | 2013-08-05 | 2013-08-05
CWD-250 | Clarity Water Technologies | Corrosion And Scale Inhibitor | 0.104 | 0.012 | NA | No | 2013-09-18 | 2010-08-25 | 2010-08-25
D-Chlor Tablets | Severn Trent Services | Declorination | 3.5 | 0.39 | NA | No | 2013-09-18 | 2012-01-01 | 2012-01-01
De-Airex 8060 | Solenis LLC | Defoamer | 5.92 | 0.66 | 15.73 | No | 2015-03-27 | 2014-11-13 | 2014-11-13
De-Airex 8061 | Solenis LLC | Defoamer | 68.49 | 7.61 | 16.6 | No | 2015-07-23 | 2015-06-16 | 2015-06-16
Defoamer 3110 | Guardian CSC | Defoamer | 41.16 | 4.57 | NA | No | 2015-01-09 | 2015-01-05 | 2015-01-05
Depositrol BL5304 | GE Betz, Inc. | Deposit Control Agent | 121.92 | 13.55 | NA | No | 2013-09-18 | 2010-08-13 | 2010-08-13
Depositrol BL5307 | GE Betz, Inc. | Deposit Control Agent | 65.69 | 7.3 | NT | No | 2013-09-18 | 2011-10-03 | 2011-10-03
Depositrol BL5323 | GE Betz, Inc. | Deposit Control Agent | 45.38 | 5.04 | 0.21 | No | 2014-07-02 | 2011-08-24 | 2011-08-24
Depositrol BL5400 | GE Betz, Inc. | Deposit Control Agent | 9.26 | 1.03 | NT | No | 2013-09-18 | 2010-07-14 | 2010-07-14
Depositrol BL5600 | GE Betz, Inc. | Deposit Control Agent | 45.77 | 5.09 | NA | No | 2014-08-22 | 2011-05-19 | 2011-05-19
Depositrol BL6501 | GE Betz, Inc. | Deposit Control Agent | 88.4 | 9.82 | NT | No | 2013-09-18 | 2011-07-21 | 2011-07-21
Depositrol PY5200 | GE Betz, Inc. | Deposit Control Agent | 48.7 | 5.41 | NA | No | 2013-09-18 | 2009-05-15 | 2009-05-15
Depositrol PY5203 | GE Betz, Inc. | Deposit Control Agent | 41.57 | 4.62 | 0.21 | No | 2014-07-03 | 2014-04-02 | 2014-04-02
Depositrol PY5204 | GE Betz, Inc. | Deposit Control Agent | 68.1 | 7.57 | NT | No | 2013-09-18 | 2011-10-21 | 2011-10-21
Depositrol PY5206 | GE Betz, Inc. |  | 52.31 | 5.81 | NT | No | 2013-09-18 | 2011-06-08 | 2011-06-08
Depositrol PY5228 | GE Betz, Inc. | Deposit Control Agent | 62.5 | 6.94 | 3.5 | No | 2014-02-20 | 2013-08-28 | 2013-08-28
Depositrol SF502 | GE Betz, Inc. | Surfactant | 1.08 | 0.12 | NT | No | 2013-09-18 | 2011-10-17 | 2011-10-17
Depositrol SF5101 | GE Betz, Inc. | Deposit Control Agent | 1.81 | 0.201 | 0.02 | No | 2013-09-18 | 2011-10-05 | 2011-10-05
Depositrol SF5101E | GE Betz, Inc. | Deposit Control Agent | 7.2 | 0.08 | NA | No | 2014-02-18 | 2011-05-06 | 2011-05-06
Depositrol SF5109 | GE Betz, Inc. | Deposit Control Agent | 0.15 | 0.02 | 100 | Yes | 2014-02-12 | 2012-01-31 | 2012-01-31
DF-296 | Athlon Solutions | Defoamer | 0.0038 | 0.00043 | NT | No | 2013-09-18 | 2013-07-31 | 2013-07-31
DF-410 | Athlon Solutions | Defoamer | 40.19 | 4.47 | 0.12 | No | 2013-09-25 | 2013-07-31 | 2013-07-31
Dianodic DN2300 | GE Betz, Inc. | Deposit Control Agent | 67.96 | 7.55 | NT | No | 2013-09-18 | 2008-10-02 | 2008-10-02
Dianodic DN2471 | GE Betz, Inc. | Corrosion Inhibitor | 20 | 2.22 | NA | No | 2013-09-18 | 2011-05-06 | 2011-05-06
Dianodic DN2472 | GE Betz, Inc. | Corrosion Inhibitor | 12.69 | 1.41 | NA | No | 2013-09-18 | 2012-02-27 | 2012-02-27
Dianodic DN310 | GE Betz, Inc. | Corrosion Inhibitor Deposit Control Agent | 12.69 | 1.41 | NT | No | 2013-09-18 | 2012-02-27 | 2012-02-27
Disodium Phosphate Anydrous | All Manufacturers |  | 3.85 | 0.43 | NT | No | 2013-09-18
Drew 2100 | Solenis LLC | Cooling Water Treatment | 63.46 | 7.05 | 7e-05 | Yes | 2014-10-02 | 2012-04-17 | 2012-04-17
DrewBrom | Solenis LLC |  | 219.23 | 24.36 | NA | No | 2013-09-18 | 2010-05-12 | 2010-05-12
Drewclean 2010 | Solenis LLC |  | 57.19 | 6.35 | 5e-05 | Yes | 2013-09-18 | 2008-05-23 | 2008-05-23
Drewcor 2130 | Solenis LLC | Corrosion Inhibitor | 1.57 | 0.17 | 1 | No | 2014-10-08 | 2013-06-01 | 2013-06-01
Drewfax 342 | Solenis LLC | Antiscalant | 86.84 | 9.95 | 7.45 | No | 2015-04-03 | 2014-10-24 | 2014-10-24
Drewfloc 2270 | Solenis LLC |  | 3.85 | 0.43 | 0.14 | Yes | 2015-07-23 | 2015-05-23 | 2015-05-23
Drewfloc 2425 Polymer | Solenis LLC |  | 0.07 | 0.01 | 7e-05 | Yes | 2014-05-02 | 2013-08-28 | 2013-08-28
Drewfloc 498 | Solenis LLC |  | 0.8 | 0.09 | 7e-05 | Yes | 2014-04-15 | 2013-08-26 | 2013-08-26
Drewgard 120 | Solenis LLC | Corrosion Inhibitor | 6.33 | 0.7 | NA | No | 2014-04-16 | 2013-05-07 | 2013-05-07
Drewplus ED795 | Solenis LLC |  | 625 | 69.44 | 0.035 | Yes | 2013-09-18 | 2009-11-12 | 2009-11-12
DryExx | Ecolab, Inc. | Lubricant | 0.71 | 0.08 | 3.5 | No | 2014-03-12 | 2013-04-04 | 2013-04-04
Elimin-Ox | NALCO | Oxygen Scavenger | 6 | 0.67 | NA | No | 2013-09-18 | 2005-05-10 | 2005-05-10
Enforce LP | Ecolab, Inc. | Industrial Cleaner | 0.16 | 0.02 | 0.21 | No | 2014-03-13 | 2013-03-19 | 2013-03-19
Envirocid Plus | Ecolab, Inc. | Industrial Cleaner | 0.16 | 0.02 | 11 | No | 2014-03-13 | 2013-02-15 | 2013-02-15
Enviroguard MP-2 | Rochester Midland Corporation | Antimicrobial | 4.75 | 0.53 | NT | No | 2013-11-19 | 2012-10-26 | 2012-10-26
Enviroguard Sanitizer | Rochester Midland Corporation | Disinfectant, Sanitizer | 8.08 | 0.9 | NT | No | 2013-11-18 | 2012-10-18 | 2012-10-18
Epsom Salt | All Manufacturers |  | 68.1 | 7.56 | 250 | No | 2013-09-25
ETI 929 | EnvTech, Inc. | Industrial Cleaner | 669.4 | 74.4 | 14 | No | 2013-10-25 | 2011-01-02 | 2011-01-02
ETI Cleaning & Gas Freeing Sol. | EnvTech, Inc. | Industrial Cleaner | 412 | 45.77 | 21 | No | 2013-10-25
Exelerate CIP | Ecolab, Inc. | Industrial Cleaner | 0.08 | 0.01 | 0.21 | No | 2014-03-06 | 2013-04-09 | 2013-04-09
EZE-CLEAR CFE Detergent | Hydrochem |  | 3.61 | 0.4 | NA | No | 2014-02-07
F-130 Plus | Rochester Midland Corporation | Cleaner | 13.52 | 1.5 | 14 | No | 2015-03-17 | 2015-01-30 | 2015-01-30
F-182A | Rochester Midland Corporation | Cleaner | 8.58 | 0.95 | 14 | No | 2015-03-17 | 2015-01-30 | 2015-01-30
F-184 | Rochester Midland Corporation | Cleaner | 10.09 | 1.12 | NA | No | 2015-03-18 | 2015-01-30 | 2015-01-30
F-204 | Rochester Midland Corporation | Degreaser | 383 | 42.6 | 3.5 | No | 2013-11-22 | 2012-04-13 | 2012-04-13
F-29 | Rochester Midland Corporation |  | 0.0021 | 0.00024 | 0.69 | No | 2013-11-01 | 2012-07-02 | 2012-07-02
F-364 | Rochester Midland Corporation | Degreaser | 6.89 | 0.77 | 3.5 | No | 2013-11-22 | 2012-04-13 | 2012-04-13
Ferroquest FQ7101 | GE Betz, Inc. |  | 76.9 | 8.55 | NA | No | 2013-09-25 | 2011-03-22 | 2011-03-22
Ferroquest FQ7102 | GE Betz, Inc. | Chemical Cleaning Compound | 55.19 | 6.13 | 14 | No | 2013-09-18 | 2011-10-28 | 2011-10-28
Ferroquest LP7202 | GE Betz, Inc. | Chemical Cleaning Compound | 88.1 | 9.79 | NT | No | 2013-09-18 | 2009-12-18 | 2009-12-18
Flogard MS6201 | GE Betz, Inc. | Corrosion Inhibitor | 25.38 | 2.82 | NA | No | 2014-10-02 | 2013-09-18 | 2013-09-18
Flogard MS6206 | GE Betz, Inc. |  | 11.42 | 1.27 | NT | No | 2013-09-18 | 2013-03-21 | 2013-03-21
Flogard MS6208 | GE Betz, Inc. | Corrosion Inhibitor | 0.15 | 0.017 | 2.1 | No | 2013-09-18 | 2011-09-08 | 2011-09-08
Flogard MS6209 | GE Betz, Inc. | Corrosion Inhibitor | 0.094 | 0.03 | 2.1 | No | 2013-09-18 | 2012-08-03 | 2012-08-03
Flogard MS6210 | GE Betz, Inc. | Corrosion Inhibitor | 0.24 | 0.027 | 2.1 | No | 2013-09-18 | 2012-04-03 | 2012-04-03
Flogard MS6222 | GE Betz, Inc. | Corrosion Inhibitor | 136.2 | 15.1 | NT | No | 2013-09-18 | 2009-06-23 | 2009-06-23
Flogard POT6100 | GE Betz, Inc. |  | 25.38 | 2.82 | NA | No | 2013-09-25 | 2011-06-15 | 2011-06-15
Flogard POT804 | GE Betz, Inc. | Corrosion Inhibitor | 0.46 | 0.051 | 2.1 | No | 2013-09-18 | 2009-08-17 | 2009-08-17
Flogard POT807 | GE Betz, Inc. | Corrosion Inhibitor | 49.42 | 5.49 | NA | No | 2015-05-29 | 2014-12-18 | 2014-12-18
Foam Safe | Rochester Midland Corporation | Degreaser, Industrial Cleaner | 5.02 | 0.56 | 0.21 | No | 2014-02-19 | 2012-07-02 | 2012-07-02
Foam-Shine (US) | Ecolab, Inc. | Industrial Cleaner | 0.16 | 0.02 | 1.4 | No | 2014-03-13 | 2010-09-08 | 2010-09-08
Foamtrol AF1090 | GE Betz, Inc. | Antifoam | 7.38 | 0.82 | 1000 | Yes | 2014-04-30 | 2009-07-29 | 2009-07-29
Foamtrol AF1440 | GE Betz, Inc. | Antifoam | 22.34 | 2.48 | 3000 | No | 2015-01-23 | 2011-09-26 | 2011-09-26
Foamtrol AF1441 | GE Betz, Inc. |  | 0.31 | 0.035 | NA | No | 2013-09-18 | 2009-01-13 | 2009-01-13
Foamtrol AF2290 | GE Betz, Inc. | Antifoam | 38.46 | 4.27 | NA | No | 2014-04-02 | 2011-03-22 | 2011-03-22
Foamtrol AF3561 | GE Betz, Inc. | Antifoam | 112.04 | 12.56 | NA | No | 2014-04-30 | 2011-06-22 | 2011-06-22
Foamtrol AF706 | GE Betz, Inc. | Antifoam | 22.83 | 2.54 | NA | No | 2014-02-28
Foodpro FAF9807 | GE Betz, Inc. | Antifoam | 2.28 | 0.025 | 100 | No | 2015-03-27 | 2009-11-17 | 2009-11-17
FoodPro ST8021 | GE Betz, Inc. |  | 4 | 0.44 | 5.25 | No | 2015-04-03 | 2015-04-03 | 2015-04-03
FoodPro ST8072 | GE Betz, Inc. | Corrosion Inhibitor | 23.08 | 2.56 | 2.31 | No | 2014-12-29 | 2014-12-19 | 2014-12-19
Formula 1016 | ProAsys Inc. | Cooling Water Treatment | 54.88 | 6.1 | 0.21 | No | 2014-05-09 | 2005-12-20 | 2005-12-20
Formula 1154 | Garrett-Callahan | Boiler Water Treatment | 34 | 3.78 | 3.5 | No | 2014-12-19 | 2014-02-19 | 2014-02-19
Formula 1300 | ProAsys Inc. |  | 38.31 | 4.26 | 3.5 | No | 2014-05-09
Formula 1325 | ProAsys Inc. |  | 40.51 | 4.5 | 3.5 | No | 2014-05-09
Formula 1340 | ProAsys Inc. | Cooling Water Treatment | 2.21 | 0.25 | 0.69 | No | 2014-05-08 | 2003-07-31 | 2003-07-31
Formula 1345 | ProAsys Inc. | Cooling Water Treatment | 38.42 | 4.27 | NA | No | 2014-10-15 | 2013-08-06 | 2013-08-06
Formula 159 | Garrett-Callahan | Oxygen Scavenger | 19.53 | 2.17 | NA | No | 2014-12-19 | 2011-10-17 | 2011-10-17
Formula 1595 | ProAsys Inc. | Cooling Water Biocide | 0.041 | 0.0046 | 21 | No | 2014-10-15 | 2014-05-14 | 2014-05-14
Formula 1596-G | ProAsys Inc. | Cooling Water Biocide | 0.02 | 0.002 | 21 | No | 2014-05-09 | 2008-06-07 | 2008-06-07
Formula 291 | Garrett-Callahan | Boiler Water Treatment | 38.46 | 4.27 | 3.5 | No | 2014-12-19 | 2013-11-12 | 2013-11-12
Formula 3020-F | ProAsys Inc. | Defoamer | 5.77 | 0.641 | NA | No | 2014-10-15 | 2014-05-14 | 2014-05-14
Formula 455 | Garrett-Callahan | Boiler Water Treatment | 6.35 | 0.71 | NA | No | 2014-12-19 | 2014-07-22 | 2014-07-22
Formula 7010 | ProAsys Inc. | Boiler Treatment | 24.34 | 2.7 | 3.5 | No | 2013-09-18 | 2003-08-31 | 2003-08-31
Formula 7187-F | ProAsys Inc. | Boiler Treatment | 4.57 | 0.51 | NA | No | 2013-09-18 | 2008-12-16 | 2008-12-16
Formula 7210-F | ProAsys Inc. | Boiler Treatment | 0.5 | 0.06 | NA | No | 2013-09-18 | 2008-12-16 | 2008-12-16
Formula 7350 | ProAsys Inc. | Boiler Treatment | 2.21 | 0.25 | 1 | No | 2013-09-18 | 2003-09-30 | 2003-09-30
FQE H2S | FourQuest Energy Inc. |  | 769.23 | 85.47 | NA | No | 2015-01-21 | 2013-11-18 | 2013-11-18
FQE LEL-V | FourQuest Energy Inc. |  | 88.46 | 9.82 | 3.63 | No | 2015-01-21 | 2013-11-20 | 2013-11-20
FQE Pyrophoric | FourQuest Energy Inc. |  | 653.85 | 72.65 | NA | No | 2015-01-21 | 2013-11-18 | 2013-11-18
FQE Solvent H | FourQuest Energy Inc. |  | 0.66 | 0.074 | NA | No | 2015-01-21 | 2013-12-05 | 2013-12-05
FS Formula 4089 | Zep, Inc. | Industrial Cleaner | 0.0055 | 0.0006 | 2.1 | No | 2015-02-27 | 2013-03-18 | 2013-03-18
FS Formula 4665 | Zep, Inc. | Sanitizer | 0.0021 | 0.0002 | 1.68 | No | 2015-02-27 | 2014-10-02 | 2014-10-02
Gaurdion 9405 | Baker Petrolite |  | 5.77 | 0.64 | 1153 | No | 2015-02-27 | 2014-01-07 | 2014-01-07
GCS-3010 | Guardian CSC | Biocide | 0.017 | 0.002 | 21 | No | 2014-03-21 | 2014-01-01 | 2014-01-01
GCS-3013 | Guardian CSC | Biocide | 0.89 | 0.099 | 0.002 | No | 2014-03-21 | 2014-01-01 | 2014-01-01
GCS-3030 | Guardian CSC | Biocide | 38.46 | 4.27 | NA | No | 2015-01-09 | 2014-09-04 | 2014-09-04
GCS-3120 | Guardian CSC | Microbiocide | 0.0196 | 0.0022 | NA | No | 2015-01-23 | 2014-04-16 | 2014-04-16
GCS-3150 | Guardian CSC |  | 8.5 | 0.94 | 0.7 | Yes | 2014-01-24
GCS-3215 | Guardian CSC | Biocide | 0.0037 | 0.0004 | 500 | No | 2015-01-23 | 2014-01-04 | 2014-01-04
GCS-3216 | Guardian CSC | Biocide | 0.032 | 0.0036 | 9.9 | No | 2015-01-23 | 2015-01-23 | 2015-01-23
GCS-3550 | Guardian CSC | Biocide | 0.131 | 0.015 | 2 | No | 2015-01-23 | 2015-01-01 | 2015-01-01
GCS-3900 | Guardian CSC | Biocide | 0.053 | 0.006 | 250 | No | 2014-03-21 | 2014-01-01 | 2014-01-01
GCS-3907 | Guardian CSC | Biocide | 0.053 | 0.006 | 250 | No | 2014-03-21 | 2014-01-01 | 2014-01-01
GCS-3909 | Guardian CSC | Biocide | 0.11 | 0.012 | 250 | No | 2014-03-21 | 2014-01-01 | 2014-01-01
GCS-5212 | Guardian CSC | Boiler Water Treatment | 54.79 | 6.09 | 3.5 | No | 2014-06-05 | 2014-06-02 | 2014-06-02
GCS-5354 | Guardian CSC | Scale Inhibitor | 4.52 | 0.5 | 3.5 | No | 2014-01-09
GCS-5378 | Guardian CSC | Scale Inhibitor | 7.17 | 0.8 | 1.4 | No | 2014-01-09
GCS-5420 | Guardian CSC | Boiler Water Treatment, Oxygen Scavenger | 10.01 | 1.12 | NT | No | 2013-11-13 | 2013-01-01 | 2013-01-01
GCS-5430 | Guardian CSC | Boiler Water Treatment | 3.95 | 0.439 | NA | No | 2014-03-21 | 2014-01-01 | 2014-01-01
GCS-5435 | Guardian CSC |  | 4.52 | 0.5 | 3.5 | No | 2014-01-10
GCS-5452 | Guardian CSC | Oxygen Scavenger | 31.51 | 3.5 | NA | No | 2014-06-05 | 2014-06-02 | 2014-06-02
GCS-5601 | Guardian CSC | Boiler Water Treatment | 7.81 | 0.87 | NA | No | 2015-01-09 | 2015-01-05 | 2015-01-05
GCS-5644 | Guardian CSC | Boiler Water Treatment | 31.95 | 3.55 | 3.5 | No | 2014-03-21 | 2014-01-01 | 2014-01-01
GCS-5644LC | Guardian CSC | Boiler Water Treatment | 32.1 | 3.56 | 3.5 | No | 2014-03-21 | 2014-01-01 | 2014-01-01
GCS-5708 | Guardian CSC | Boiler Water Treatment | 4.02 | 0.446 | 1.4 | No | 2014-03-21 | 2014-01-01 | 2014-01-01
GCS-6011-HFC | Guardian CSC | Cooling Water Treatment | 54.8 | 6.09 | 205.88 | No | 2015-01-09 | 2015-01-05 | 2015-01-05
GCS-6204 | Guardian CSC | Cooling Water Treatment | 54.79 | 6.09 | 3.5 | No | 2014-06-05 | 2014-06-02 | 2014-06-02
GCS-6301 | Guardian CSC | Scale Inhibitor | 27.04 | 3.04 | 3.5 | No | 2014-01-10
GCS-6308 | Guardian CSC | Cooling Water Treatment | 38.74 | 4.3 | 3.5 | No | 2014-06-05 | 2014-06-02 | 2014-06-02
GCS-6321 | Guardian CSC |  | 36.53 | 4.06 | 3.5 | No | 2014-01-10
GCS-6329 | Guardian CSC | Scale Control | 27.04 | 3.04 | 3.5 | No | 2014-01-10
Genesys LF | Genesys International Ltd. | Antiscalant | 18.56 | 2.06 | NA | No | 2014-04-25 | 2012-11-26 | 2012-11-26
Gengard GN7004 | GE Betz, Inc. | Dispersant | 122 | 13.6 | 11.67 | No | 2013-09-18 | 2013-01-14 | 2013-01-14
Gengard GN7007 | GE Betz, Inc. | Deposit Control Agent | 184.62 | 20.51 | 15.55 | Yes | 2014-10-06 | 2012-08-20 | 2012-08-20
Gengard GN7008 | GE Betz, Inc. | Deposit Control Agent | 111.54 | 12.39 | 7.38 | Yes | 2014-10-06 | 2014-01-19 | 2014-01-19
Gengard GN7110 | GE Betz, Inc. | Corrosion Inhibitor | 18 | 2 | 65.23 | No | 2013-09-26 | 2011-02-01 | 2011-02-01
Gengard GN7112 | GE Betz, Inc. | Corrosion Inhibitor | 15.77 | 1.75 | 32.89 | No | 2013-10-18 | 2009-03-23 | 2009-03-23
Gengard GN7118 | GE Betz, Inc. | Corrosion Inhibitor | 63.64 | 7.07 | 45.5 | No | 2015-04-10 | 2012-03-12 | 2012-03-12
Gengard GN7202 | GE Betz, Inc. | Corrosion Inhibitor | 9.5 | 1.06 | NT | No | 2013-09-18 | 2012-03-13 | 2012-03-13
Gengard GN7210 | GE Betz, Inc. | Corrosion Inhibitor | 18.4 | 2 | NT | No | 2013-09-18 | 2011-08-20 | 2011-08-20
Gengard GN7300 | GE Betz, Inc. | Corrosion Inhibitor | 136.15 | 15.13 | NA | No | 2015-01-21 | 2011-03-31 | 2011-03-31
Gengard GN8005 | GE Betz, Inc. | Corrosion Inhibitor | 104 | 11.5 | NT | No | 2013-09-18 | 2012-03-13 | 2012-03-13
Gengard GN8007 | GE Betz, Inc. | Deposit Control Agent | 184.62 | 20.51 | 15.55 | No | 2014-12-05 | 2014-04-27 | 2014-04-27
Gengard GN8020 | GE Betz, Inc. | Corrosion Inhibitor | 259.14 | 28.79 | 18.22 | No | 2015-04-10 | 2011-03-27 | 2011-03-27
Gengard GN8113 | GE Betz, Inc. | Corrosion Inhibitor | 10.99 | 1.22 | 64.2 | No | 2015-01-09 | 2013-10-14 | 2013-10-14
Gengard GN8141 | GE Betz, Inc. | Corrosion Inhibitor | 4.06 | 0.45 | 46.6 | Yes | 2013-11-01 | 2012-03-11 | 2012-03-11
Gengard GN8142 | GE Betz, Inc. | Corrosion Inhibitor | 17.56 | 1.95 | 43.53 | Yes | 2013-11-01 | 2013-09-18 | 2013-09-18
Gengard GN8143 | GE Betz, Inc. | Corrosion Inhibitor | 10.31 | 1.15 | 21.45 | No | 2013-09-26 | 2012-02-15 | 2012-02-15
Gengard GN8144 | GE Betz, Inc. | Corrosion Inhibitor | 7.12 | 0.79 | 27.34 | Yes | 2014-07-30 | 2012-02-10 | 2012-02-10
Gengard GN8221 | GE Betz, Inc. | Corrosion Inhibitor | 17.65 | 1.96 | 36.89 | No | 2015-04-10 | 2012-03-11 | 2012-03-11
Gengard GN8240 | GE Betz, Inc. | Corrosion Inhibitor | 2.31 | 0.26 | 44.44 | No | 2014-02-21 | 2014-06-15 | 2014-06-15
Gengard GN8300 | GE Betz, Inc. | Corrosion Inhibitor | 136.15 | 15.13 | NA | No | 2014-08-22 | 2011-03-31 | 2011-03-31
GWT 7140H | Guardian CSC |  | 0.1 | 0.011 | NA | No | 2014-03-21 | 2014-01-01 | 2014-01-01
GWT2215 | Guardian CSC | Coagulant | 2.28 | 0.25 | 7e-05 | Yes | 2013-12-20 | 2013-12-01 | 2013-12-01
Halamid - Chloramine T | Axcentive SARL | Biocide | 0.1 | 0.01 | 1.3 | No | 2013-09-18 | 2010-11-29 | 2010-11-29
Halobrom | Univar | Biocide | 0.02 | 0.002 | 21 | No | 2013-09-18 | 2009-06-25 | 2009-06-25
Halogen T-30 | Clearon Corp. | Biocide | 0.025 | 0.003 | 21 | No | 2013-09-18 | 2010-10-02 | 2010-10-02
HC-10 Chlorinated Kleer-Mor | Ecolab, Inc. | Industrial Cleaner | 0.22 | 0.02 | 0.001 | Yes | 2014-03-13 | 2012-09-27 | 2012-09-27
HCP-910 | Rochester Midland Corporation | Industrial Cleaner | 44.34 | 4.93 | 3.5 | No | 2014-03-21
HD-1000 | Hydro Dynamics |  | 11.04 | 1.23 | NT | No | 2013-11-27 | 2011-01-02 | 2011-01-02
HD-103 | Hydro Dynamics |  | 135.98 | 15.11 | 5.83 | No | 2015-03-12 | 2015-02-24 | 2015-02-24
HD-151 | Hydro Dynamics | Antiscalant, Corrosion Inhibitor | 135.98 | 15.11 | 25 | No | 2015-03-11 | 2015-02-24 | 2015-02-24
HD-502 | Hydro Dynamics | Corrosion Inhibitor | 236.76 | 26.31 | 81.87 | No | 2015-03-12 | 2014-02-11 | 2014-02-11
HDA 8000 | Rochester Midland Corporation | Mineral Deposit Remover | 36.26 | 4 | 3 | No | 2013-11-22 | 2012-11-28 | 2012-11-28
HPC 19M | GE Betz, Inc. | Accelerator | 657.14 | 73.02 | 0.21 | No | 2013-09-18 | 2011-11-02 | 2011-11-02
HW 5 | Henwil Corporation | Defoamer | 37.66 | 4.18 | 69 | No | 2013-09-26
HW 5FP | Henwil Corporation | Defoamer | 29.15 | 3.24 | 0.21 | No | 2013-09-26
Hydrazine Hydrate 55% | Arkema | Organic Synthesis | 0.021 | 0.0023 | 1e-05 | Yes | 2013-09-18 | 2012-01-03 | 2012-01-03
Hydrogen Peroxide | All Manufacturers |  | 0.17 | 0.019 | NA | No | 2014-07-28
Hypersperse MDC150 | GE Betz, Inc. |  | 139.75 | 15.53 | NT | No | 2013-09-18 | 2011-11-03 | 2011-11-03
Hypersperse MDC220 | GE Betz, Inc. |  | 61.64 | 6.85 | NT | No | 2013-09-18 | 2011-11-03 | 2011-11-03
Hypersperse MDC700 | GE Betz, Inc. | Membrane Deposit Control Agent | 114 | 12.7 | NA | No | 2013-09-18 | 2010-09-21 | 2010-09-21
Hypersperse MDC714 | GE Betz, Inc. |  | 97.57 | 10.84 | 19755 | No | 2014-12-24 | 2014-12-08 | 2014-12-08
Hypersperse MDC772 | GE Betz, Inc. | Deposit Control Agent | 157.5 | 17.5 | 100000 | No | 2015-01-16 | 2015-01-15 | 2015-01-15
Infinity SL4369 | Solenis LLC |  | 86.84 | 9.65 | 10 | No | 2015-05-19 | 2015-03-20 | 2015-03-20
Inhibitor AZ8100 | GE Betz, Inc. | Corrosion Inhibitor | 2.43 | 0.36 | NA | No | 2013-09-18 | 2011-10-21 | 2011-10-21
Inhibitor AZ8101 | GE Betz, Inc. | Corrosion Inhibitor | 6.29 | 0.7 | 208333 | No | 2015-03-12 | 2013-09-18 | 2013-09-18
Inhibitor AZ8103 | GE Betz, Inc. | Corrosion Inhibitor | 1.76 | 0.195 | NT | No | 2013-09-18 | 2008-12-30 | 2008-12-30
Inhibitor AZ8104 | GE Betz, Inc. | Corrosion Inhibitor | 1.79 | 0.46 | 250 | No | 2013-09-18 | 2010-05-03 | 2010-05-03
K Brom T | Aries Chemical Inc. | Biocide | 0.029 | 0.0032 | 21 | No | 2014-09-10 | 2012-11-09 | 2012-11-09
K-1 Tank Soap | United Laboratories International, LLC |  | 0.11 | 0.013 | NA | No | 2014-09-11 | 2013-07-25 | 2013-07-25
K-17 | United Laboratories International, LLC |  | 0.092 | 0.01 | NA | No | 2014-09-11 | 2014-04-18 | 2014-04-18
K-19 | United Laboratories International, LLC |  | 2.28 | 0.25 | NA | No | 2014-07-25 | 2013-02-01 | 2013-02-01
Kathon ™ LX | Rohm and Haas | Biocide | 0.67 | 0.073 | 10 | No | 2013-09-18 | 2010-01-05 | 2010-01-05
Klaraid CDP1314 | GE Betz, Inc. | Coagulant | 0.21 | 0.024 | NT | No | 2013-09-18 | 2011-11-16 | 2011-11-16
Klaraid CDP1346 | GE Betz, Inc. | Coagulant | 1.59 | 0.18 | NT | No | 2013-09-18 | 2005-12-19 | 2005-12-19
Klaraid IC1172 | GE Betz, Inc. | Coagulant | 24.4 | 1.01 | NT | No | 2013-09-18 | 2006-06-07 | 2006-06-07
Klaraid PC1192 | GE Betz, Inc. | Coagulant | 0.02 | 0.0049 | NT | No | 2013-09-18 | 2011-09-16 | 2011-09-16
Klaraid PC2700 | GE Betz, Inc. | Coagulant | 0.88 | 0.1 | 0.7 | No | 2013-09-18 | 2011-10-24 | 2011-10-24
Klaraid PC2705 | GE Betz, Inc. | Coagulant | 0.05 | 0.019 | NA | No | 2014-02-21 | 2012-07-09 | 2012-07-09
Kleen AC9500 | GE Betz, Inc. | Acid Cleaner | 10 | 1.11 | 14 | No | 2013-09-18 | 2010-04-13 | 2010-04-13
Kleen MCT103 | GE Betz, Inc. | Reverse Osmosis Membrane Cleaner | 72.69 | 8.08 | NA | Yes | 2013-09-18 | 2012-11-13 | 2012-11-13
Kleen MCT105 | GE Betz, Inc. | Membrane Cleaner | 72.69 | 8.08 | 3.14 | No | 2015-03-27 | 2011-02-01 | 2011-02-01
Kleen MCT405 | GE Betz, Inc. | Membrane Cleaner | 11.78 | 1.31 | 8.33 | No | 2015-03-27 | 2010-10-19 | 2010-10-19
Kleen MCT511 | GE Betz, Inc. | Reverse Osmosis Membrane Cleaner | 2.37 | 0.26 | 0.0012 | Yes | 2013-09-18 | 2011-04-25 | 2011-04-25
Kleen MCT882 | GE Betz, Inc. | Reverse Osmosis Membrane Cleaner | 12.69 | 1.41 | NT | No | 2013-09-26 | 2011-11-03 | 2011-11-03
KR-107EVL | KROFF Chemical Co | Scale Inhibitor | 23 | 2.56 | 3.5 | No | 2013-09-18 | 2010-05-07 | 2010-05-07
KR-109L | KROFF Chemical Co | Antiscalant | 45.5 | 5.05 | NA | No | 2013-09-18 | 2008-02-15 | 2008-02-15
KR-122JDL | KROFF Chemical Co |  | 323 | 36 | NT | No | 2013-09-18 | 2012-07-12 | 2012-07-12
KR-122QRL | KROFF Chemical Co | Cooling Water Treatment | 81.6 | 9.1 | 3.5 | No | 2013-09-18 | 2012-07-11 | 2012-07-11
KR-148NL | KROFF Chemical Co | Biocide | 0.54 | 0.06 | NT | No | 2013-09-18 | 2012-01-26 | 2012-01-26
KR-150L | KROFF Chemical Co | Biocide | 0.007 | 0.0008 | 0.66 | No | 2013-09-18 | 2012-07-12 | 2012-07-12
KR-56CDL | KROFF Chemical Co | Boiler Water Treatment | 241 | 27 | 3.5 | No | 2013-09-18 | 2012-07-12 | 2012-07-12
KR-60DL | KROFF Chemical Co | Boiler Water Treatment | 59.7 | 6.6 | NT | No | 2013-09-18 | 2012-07-12 | 2012-07-12
KR-68AL | KROFF Chemical Co | Oxygen Scavenger | 6 | 0.67 | NA | No | 2013-09-18 | 2010-03-22 | 2010-03-22
KR-69L | KROFF Chemical Co | Oxygen Scavenger | 11.12 | 1.24 | NA | No | 2013-09-18 | 2012-01-19 | 2012-01-19
KR-93SDL | KROFF Chemical Co | Boiler Water Treatment | 8.4 | 0.9 | 1.4 | No | 2013-09-18 | 2012-07-12 | 2012-07-12
KR-C1630 | KROFF Chemical Co |  | 0.38 | 0.043 | NA | No | 2015-03-20 | 2015-02-25 | 2015-02-25
KR-CLDP31 | KROFF Chemical Co | Cooling Water Treatment | 81.6 | 9.07 | 116.7 | No | 2015-05-18 | 2015-03-31 | 2015-03-31
KR-CLDP32 | KROFF Chemical Co | Cooling Water Treatment | 8.6 | 0.96 | 560 | No | 2015-04-16 | 2015-03-31 | 2015-03-31
KR-DF310C | KROFF Chemical Co |  | 0.28 | 0.031 | NA | No | 2013-09-18 | 2006-08-14 | 2006-08-14
KR-F2311 | KROFF Chemical Co |  | 0.114 | 0.013 | 7e-05 | Yes | 2013-09-18 | 2011-08-02 | 2011-08-02
KR-F2321 | KROFF Chemical Co |  | 0.25 | 0.03 | 7e-05 | Yes | 2013-09-18 | 2012-07-12 | 2012-07-12
KR-F3312 | KROFF Chemical Co |  | 27.58 | 3.06 | 7e-05 | Yes | 2013-09-18 | 2013-05-14 | 2013-05-14
KR-F5520 | KROFF Chemical Co |  | 0.07 | 0.007 | 7e-05 | Yes | 2013-09-18 | 2012-02-02 | 2012-02-02
KR-M9981 | KROFF Chemical Co |  | 1.64 | 0.18 | NT | No | 2013-10-25 | 2013-09-10 | 2013-09-10
Lanxess N-2000 | Lanxess Corporation | Biocide | 0.0063 | 0.0007 | 0.14 | No | 2014-12-19 | 2012-06-29 | 2012-06-29
Lift III | Ecolab, Inc. | Cleaner | 2.74 | 0.3 | 3.5 | No | 2014-12-05 | 2013-06-24 | 2013-06-24
Low-Hazard Corrosion Inhibitor A300 | Hydrochem | Corrosion Inhibitor | 0.018 | 0.002 | NT | No | 2014-01-13 | 2012-07-11 | 2012-07-11
Lubri-Klenz S | Ecolab, Inc. | Lubricant | 0.06 | 0.01 | 14 | No | 2014-03-13 | 2013-07-26 | 2013-07-26
Magnafloc LT340 | BASF | Flocculant | 4.8 | 0.54 | 7e-05 | Yes | 2013-09-18 | 2010-08-30 | 2010-08-30
Mandate Plus | Ecolab, Inc. | Sanitizer | 2.74 | 0.3 | 104 | No | 2014-03-13 | 2012-11-29 | 2012-11-29
Memcleen A | Dynatec Systems, Inc. |  | 4.48 | 0.5 | NA | No | 2015-01-16 | 2014-11-07 | 2014-11-07
Metclear MR2405 | GE Betz, Inc. |  | 0.5 | 0.06 | 3.5 | No | 2014-03-21 | 2012-01-16 | 2012-01-16
Metclear MR2416 | GE Betz, Inc. |  | 7.31 | 0.81 | NA | No | 2015-01-09 | 2014-09-26 | 2014-09-26
METSO PENTABEAD | PQ Corp. |  | 10 | 1.11 | NA | No | 2013-09-18 | 2006-09-12 | 2006-09-12
Microbiocide 25-J | Water Chemistry Inc | Microbiocide | 0.003 | 0.0004 | NA | No | 2013-09-18 | 2012-06-01 | 2012-06-01
Microbiocide 27-B | Water Chemistry Inc | Microbiocide | 0.1 | 0.01 | NA | No | 2013-09-18 | 2012-06-01 | 2012-06-01
Microbiocide 28-1 | Water Chemistry Inc | Microbiocide | 0.01 | 0.0011 | 10 | No | 2013-09-18 | 2012-06-01 | 2012-06-01
Microsolve Disinfectant Cleaner | Zep, Inc. | Disinfectant | 0.0034 | 0.0004 | 30 | No | 2015-02-27 | 2010-09-24 | 2010-09-24
Mid-Defoam 10FG | Rochester Midland Corporation | Defoamer | 18.95 | 2.11 | NA | No | 2014-03-21 | 2012-04-19 | 2012-04-19
Mikron | Ecolab, Inc. | Lubricant | 0.03 | 0.01 | 3 | No | 2014-03-13 | 2013-04-08 | 2013-04-08
Millsperse 954 | Solenis LLC | Corrosion Inhibitor | 0.21 | 0.023 | 2.1 | No | 2013-09-18 | 2008-01-25 | 2008-01-25
ML-27 | Rochester Midland Corporation Ltd. |  | 0.41 | 0.05 | NT | No | 2013-09-18
MS-310 | Athlon Solutions | Surfactant | 1.35 | 0.15 | NT | No | 2013-09-18 | 2013-08-01 | 2013-08-01
Nalclean 2568 PULV | NALCO | Scale Remover | 0.625 | 0.069 | 0.4 | No | 2013-09-18 | 2006-02-15 | 2006-02-15
Nalclean 8940 | NALCO | Acid Cleaner | 64.35 | 7.15 | NA | No | 2014-10-03 | 2014-09-17 | 2014-09-17
NALCLEAR 7768 | NALCO | Flocculant | 0.043 | 0.0048 | 7e-05 | Yes | 2013-09-18 | 2008-01-14 | 2008-01-14
Nalco 1315 | NALCO | Detoxifying Agent | 625 | 69 | NT | No | 2013-09-18 | 2011-01-06 | 2011-01-06
Nalco 1393T | NALCO | Scale Inhibitor | 26.3 | 2.9 | NT | No | 2013-09-18 | 2010-05-10 | 2010-05-10
Nalco 1404 | NALCO | Flocculant | 0.34 | 0.04 | 7e-05 | Yes | 2013-09-18 | 2010-10-21 | 2010-10-21
Nalco 1720 | NALCO | Oxygen Scavenger | 14.69 | 1.63 | NT | No | 2013-09-18 | 2011-03-10 | 2011-03-10
Nalco 1741 | NALCO | Boiler Treatment | 166 | 18.44 | 3 | No | 2014-07-25 | 2014-06-27 | 2014-06-27
Nalco 1824 | NALCO | Corrosion Inhibitor | 13.12 | 1.46 | 1.4 | No | 2014-03-03 | 2011-01-17 | 2011-01-17
Nalco 20428 Plus | NALCO |  | 1.85 | 0.21 | 0.21 | No | 2014-01-03 | 2013-12-30 | 2013-12-30
Nalco 22341 | NALCO | Boiler Water Treatment | 62.5 | 6.94 | 2.7 | No | 2013-10-15 | 2012-06-27 | 2012-06-27
Nalco 2567 | NALCO |  | 9.6 | 1.1 | 0.7 | No | 2013-09-26 | 2013-07-26 | 2013-07-26
Nalco 2706 | NALCO | Flocculant | 0.034 | 0.0038 | 7e-05 | Yes | 2014-01-24 | 2013-11-26 | 2013-11-26
Nalco 2811 PULV | NALCO | Oxygen Scavenger | 2.97 | 0.33 | NT | No | 2013-09-18 | 2004-07-29 | 2004-07-29
Nalco 2895 Plus | NALCO | Oxygen Scavenger | 72.85 | 8.09 | NT | No | 2013-09-26 | 2012-04-10 | 2012-04-10
Nalco 71257 | NALCO |  | 0.23 | 0.026 | 7e-05 | Yes | 2013-09-18 | 2004-02-23 | 2004-02-23
Nalco 71306 | NALCO | Flocculant | 0.029 | 0.0033 | 7e-05 | Yes | 2014-07-25 | 2014-06-27 | 2014-06-27
Nalco 71D5 Plus | NALCO |  | 0.31 | 0.034 | 8.3 | No | 2013-09-18 | 1999-03-28 | 1999-03-28
Nalco 7206 | NALCO | Boiler Treatment | 42.8 | 4.76 | 2.7 | No | 2013-11-22 | 2012-06-28 | 2012-06-28
Nalco 7221 | NALCO |  | 62.5 | 6.94 | 3 | No | 2014-09-05
Nalco 7320 | NALCO | Biocide | 0.26 | 0.029 | 0.07 | No | 2014-09-30 | 2013-02-19 | 2013-02-19
Nalco 7330 | NALCO | Biocide | 0.54 | 0.06 | NT | No | 2013-09-18 | 2011-02-14 | 2011-02-14
Nalco 7338 | NALCO | Biocide | 0.79 | 0.088 | 1 | No | 2013-09-18 | 2011-02-27 | 2011-02-27
Nalco 7341 | NALCO | Microorganism Control | 0.098 | 0.011 | 0.69 | No | 2013-09-18 | 2006-04-21 | 2006-04-21
Nalco 7346 TAB | NALCO | Biocide | 0.029 | 0.0032 | 21 | No | 2013-09-26 | 2010-12-20 | 2010-12-20
Nalco 73550 | NALCO |  | 0.71 | 0.08 | NA | No | 2014-09-05 | 2011-03-10 | 2011-03-10
Nalco 73551 | NALCO | Deposit Penetrant | 71.1 | 11.9 | NA | No | 2013-09-18 | 2006-05-08 | 2006-05-08
Nalco 73801WR | NALCO |  | 2.26 | 0.25 | NA | No | 2014-03-14
Nalco 7384 | NALCO | Corrosion Inhibitor | 0.01 | 0.001 | 2.1 | No | 2013-09-18 | 2010-04-09 | 2010-04-09
Nalco 7385 | NALCO |  | 11.54 | 1.28 | NT | No | 2013-09-18 | 2012-03-26 | 2012-03-26
Nalco 7408 | NALCO | Cholorine Scavanger | 6.33 | 0.703 | NA | No | 2013-09-18 | 2006-05-03 | 2006-05-03
Nalco 7468 | NALCO | Defoamer | 62.5 | 6.9 | NT | No | 2013-09-18 | 2007-03-12 | 2007-03-12
Nalco 7473 | NALCO |  | 6.25 | 0.69 | NA | No | 2013-09-18 | 2009-10-01 | 2009-10-01
Nalco 77352NA | NALCO | Biocide | 0.01 | 0.001 | NT | No | 2013-09-18 | 2009-07-31 | 2009-07-31
Nalco 8140 | NALCO |  | 0.12 | 0.01 | NA | No | 2014-07-25 | 2014-06-27 | 2014-06-27
Nalco 8338 | NALCO | Corrosion Inhibitor | 2.38 | 0.26 | NT | No | 2013-10-18 | 2009-07-31 | 2009-07-31
Nalco 90005 | NALCO | Cooling Water Treatment | 0.0071 | 0.0008 | 1.38 | No | 2015-07-23 | 2015-02-09 | 2015-02-09
Nalco CL-50 | NALCO | Corrosion Inhibitor, Deposit Control Agent | 35 | 3.89 | NA | No | 2014-07-25 | 2014-06-27 | 2014-06-27
Nalco EC 1417A | NALCO | Corrosion Inhibitor | 0.025 | 0.0027 | 0.0002 | Yes | 2013-09-18 | 2011-12-19 | 2011-12-19
Nalco EC 1495A | NALCO |  | 4.11 | 0.45 | NA | No | 2013-09-18 | 2012-04-02 | 2012-04-02
Nalco EC 2483A | NALCO | Emulsion Breaker | 140 | 15.6 | NT | No | 2013-09-18 | 2010-07-19 | 2010-07-19
Nalco Ecolab XY-12 | NALCO | Sanitizer | 0.022 | 0.0024 | 0.21 | No | 2014-03-04 | 2014-02-19 | 2014-02-19
Nalco GR-201 | NALCO | Flocculant | 0.08 | 0.01 | 7e-05 | Yes | 2014-02-11 | 2012-01-30 | 2012-01-30
Nalco GR-204 | NALCO | Water Clarification | 0.56 | 0.06 | 7e-05 | Yes | 2014-02-11 | 2011-04-29 | 2011-04-29
Nalco H 130 | NALCO | Microbiocide | 0.01 | 0.001 | 0.69 | No | 2013-09-18 | 2009-07-31 | 2009-07-31
Nalco H 550 | NALCO | Microbiocide | 0.043 | 0.0048 | 1 | No | 2013-09-18 | 2011-04-01 | 2011-04-01
Nalco H150m | NALCO |  | 0.002 | 0.001 | 3 | No | 2013-09-18 | 2011-02-24 | 2011-02-24
Nalco pHREEdom 5200m | NALCO | Scale Control | 38.46 | 4.27 | 3.5 | No | 2013-09-18 | 2013-01-29 | 2013-01-29
Nalco SW3220 | NALCO | Corrosion Inhibitor | 134.5 | 14.94 | NA | No | 2014-03-04 | 2014-01-21 | 2014-01-21
Nalco TRAC101 | NALCO | Corrosion Inhibitor | 3.04 | 0.34 | 0.21 | No | 2014-07-25 | 2014-03-27 | 2014-03-27
Nalco TRAC107 Plus | NALCO | Closed System Treatment | 105.5 | 11.72 | 7e-05 | Yes | 2014-06-27 | 2010-07-15 | 2010-07-15
Nalco TRAC109 | NALCO | Corrosion Inhibitor | 6.38 | 0.71 | 0.69 | No | 2014-09-30 | 2013-08-22 | 2013-08-22
Nalcolyte 8100 | NALCO | Coagulant | 0.01 | 0.0012 | 0.0003 | Yes | 2013-10-18
Nalcon 7648 | NALCO | Microbiocide | 0.0089 | 0.001 | 9.4 | No | 2015-02-20 | 2012-02-10 | 2012-02-10
Nalkat 2020 | NALCO | Coagulant | 0.02 | 0.003 | 3 | No | 2013-09-18 | 2004-07-13 | 2004-07-13
Nexguard 22300 | NALCO | Boiler Water Treatment | 62.5 | 6.94 | 3.5 | No | 2013-09-26 | 2012-06-27 | 2012-06-27
Nexguard 22310 | NALCO | Boiler Water Internal Treatment | 67.88 | 7.54 | 3.5 | No | 2013-09-18 | 2011-02-17 | 2011-02-17
NexGuard 22353 | NALCO | Oxygen Scavenger | 111.9 | 12.43 | 2.7 | No | 2014-08-29 | 2013-07-29 | 2013-07-29
Novus CE2680 | GE Betz, Inc. |  | 0.0035 | 0.00038 | 3 | No | 2013-09-18 | 2011-05-16 | 2011-05-16
Novus CE2688 | GE Betz, Inc. | Flocculant | 0.01 | 0.0015 | 3 | No | 2013-09-18 | 2011-05-16 | 2011-05-16
NS 3150P | Neo Solutions, Inc. |  | 0.23 | 0.025 | 3 | No | 2013-09-27
NS 3455 | Neo Solutions, Inc. |  | 0.23 | 0.025 | 3 | No | 2013-09-27
NS 5 | Neo Solutions, Inc. |  | 37.66 | 4.18 | 69 | No | 2013-09-18
NS 5FP | Neo Solutions, Inc. |  | 29.15 | 3.24 | 69 | No | 2013-09-18
NS 6000 | Neo Solutions, Inc. |  | 2.28 | 0.25 | 7e-05 | Yes | 2013-09-27
NS 6150 | Neo Solutions, Inc. |  | 2.28 | 0.25 | 7e-05 | Yes | 2013-09-18
NS 6250 | Neo Solutions, Inc. |  | 2.28 | 0.25 | 7e-05 | Yes | 2013-09-18
NS 6350 | Neo Solutions, Inc. |  | 1.43 | 0.16 | 7e-05 | Yes | 2013-09-27
Nusyn-Noxfish | AgrEvo Environmental Health, Inc. | Fish Pesticide | 0.03 | 0.0036 | 0.03 | No | 2013-09-18 | 2004-05-12 | 2004-05-12
Optiguard MCA620 | GE Betz, Inc. | Boiler Treatment | 30.38 | 3.38 | NT | No | 2013-09-18 | 2012-08-13 | 2012-08-13
Optimer 7193 Plus | NALCO | Flocculant | 0.076 | 0.0083 | 7e-05 | Yes | 2013-09-18 | 2010-05-26 | 2010-05-26
Optimer 7194 Plus | NALCO | Flocculant | 0.013 | 0.0015 | 7e-05 | Yes | 2013-09-18 | 2011-11-09 | 2011-11-09
Optisperse ADJ5050 | GE Betz, Inc. | Internal Boiler Treatment | 56.62 | 6.29 | 0.21 | No | 2014-07-30 | 2013-06-04 | 2013-06-04
Optisperse AP0520 | GE Betz, Inc. |  | 66.54 | 7.39 | 3.5 | No | 2013-09-18 | 2011-11-02 | 2011-11-02
Optisperse AP302 | GE Betz, Inc. | Internal Boiler Treatment | 105 | 12 | NA | No | 2013-09-18 | 2009-06-24 | 2009-06-24
Optisperse HP2100 | GE Betz, Inc. | Internal Boiler Treatment | 155 | 17.22 | NT | No | 2013-09-18 | 2012-02-27 | 2012-02-27
Optisperse HP3100 | GE Betz, Inc. | Internal Boiler Treatment | 126.92 | 14.1 | NT | No | 2013-09-27 | 2012-08-20 | 2012-08-20
Optisperse HP54434 | GE Betz, Inc. | Internal Boiler Treatment | 114.16 | 12.68 | NT | No | 2013-09-27 | 2012-02-14 | 2012-02-14
OS-912 | Rochester Midland Corporation | Corrosion And Scale Inhibitor, Oxygen Scavenger | 74.2 | 8.24 | NA | No | 2014-04-04 | 2014-03-05 | 2014-03-05
PCT 3001 | ProChemTech International, Inc. | Microbiocide | 0.021 | 0.0024 | 6.27 | No | 2014-12-24 | 2013-10-16 | 2013-10-16
PCT 3026 | ProChemTech International, Inc. | Cooling Water Biocide | 0.27 | 0.03 | 0.4 | No | 2015-04-08 | 2014-11-17 | 2014-11-17
PCT 5300M | ProChemTech International, Inc. | Scale Control | 49.1 | 5.46 | 16.15 | No | 2014-12-24 | 2014-08-25 | 2014-08-25
PCT 5410 | ProChemTech International, Inc. | Boiler Water Treatment | 2.52 | 0.28 | NA | No | 2014-12-24 | 2014-08-25 | 2014-08-25
PCT 5718 | ProChemTech International, Inc. | Condensate Treatment | 17.1 | 1.9 | NA | No | 2014-12-24 | 2014-08-26 | 2014-08-26
PCT 6101 | ProChemTech International, Inc. | Corrosion Inhibitor | 0.13 | 0.015 | 55 | No | 2015-04-16 | 2015-04-07 | 2015-04-07
PCT 6113 | ProChemTech International, Inc. | Corrosion Inhibitor | 7.53 | 0.84 | NA | No | 2014-12-24 | 2013-05-24 | 2013-05-24
PEHA | AETAC | Chemical Intermediate | 0.41 | 0.046 | NA | Yes | 2013-09-18 | 2007-05-31 | 2007-05-31
PerForm PA8147 | Solenis LLC |  | 0.18 | 0.019 | 0.00022 | Yes | 2015-04-03 | 2014-10-12 | 2014-10-12
PerForm PC8179 | Solenis LLC |  | 0.037 | 0.0041 | 0.00018 | No | 2015-04-03 | 2014-11-09 | 2014-11-09
PermaClean PC-191T | NALCO | Reverse Osmosis Membrane Cleaner | 105.89 | 11.77 | NA | No | 2015-07-23 | 2015-05-14 | 2015-05-14
PermaClean PC-33 | NALCO | Reverse Osmosis Membrane Cleaner | 19.23 | 2.14 | 6410 | No | 2015-07-23 | 2015-02-24 | 2015-02-24
PermaClean PC-77 | NALCO | Reverse Osmosis Membrane Cleaner | 19.62 | 2.18 | 7.1 | No | 2015-07-23 | 2014-04-16 | 2014-04-16
Permatreat PC-1521T | NALCO | Antiscalant | 298 | 33.1 | NA | No | 2014-10-03 | 2014-09-17 | 2014-09-17
Peroxy-Serve 5 | Zep, Inc. |  | 0.11 | 0.012 | NA | No | 2015-02-27 | 2012-12-12 | 2012-12-12
Petroflo 20Y15 | GE Betz, Inc. |  | 0.11 | 0.012 | 10 | No | 2015-03-20 | 2013-03-27 | 2013-03-27
Petroflo 21Y21 | GE Betz, Inc. |  | 9.64 | 1.07 | 107037 | No | 2015-03-20 | 2012-08-01 | 2012-08-01
Petroflo 21Y23 | GE Betz, Inc. |  | 2.28 | 0.25 | 4.6 | No | 2015-03-20 | 2014-09-19 | 2014-09-19
Petroflo 21Y644D | GE Betz, Inc. |  | 0.073 | 0.0081 | 2.8 | No | 2015-04-10 | 2010-10-06 | 2010-10-06
Petroflo 23Y957 | GE Betz, Inc. | Antifoam | 26.73 | 2.97 | 100 | Yes | 2015-03-13 | 2013-11-19 | 2013-11-19
Petroflo 2W30 | GE Betz, Inc. | Emulsion Breaker | 0.26 | 0.029 | 23.81 | No | 2015-03-13 | 2011-09-21 | 2011-09-21
Petromeen OS-16 | GE Betz, Inc. | Corrosion Inhibitor | 0.27 | 0.03 | 0.0012 | Yes | 2013-09-18 | 2011-06-03 | 2011-06-03
Philmplus 5067 | GE Betz, Inc. | Filming Amine | 0.077 | 0.01 | 0.15 | No | 2015-05-19 | 2013-06-04 | 2013-06-04
pHREEdom T2000 | Calgon | Scale Inhibitor | 5.36 | 0.6 | NA | No | 2013-09-18 | 1996-03-06 | 1996-03-06
PL-1419 | Athlon Solutions | Flocculant | 0.23 | 0.025 | 7e-05 | Yes | 2013-09-18 | 2014-02-14 | 2014-02-14
PL-900 | Athlon Solutions | Polymer | 0.11 | 0.012 | 3 | No | 2013-09-18 | 2014-07-30 | 2014-07-30
Pollu-Treat CL241 | SNF/Polydyne Inc. |  | 0.38 | 0.043 | 7e-05 | Yes | 2014-01-08 | 2013-10-15 | 2013-10-15
Pollu-Treat CL416 | Solenis LLC | Flocculant | 0.067 | 0.0075 | 7e-05 | Yes | 2013-09-18 | 2011-12-08 | 2011-12-08
Pollu-Treat CL433 | Solenis LLC | Sludge Thickening and Dewatering | 0.04 | 0.004 | 7e-05 | Yes | 2014-04-15 | 2013-08-28 | 2013-08-28
Pollu-Treat CL455 | Solenis LLC | Sludge Thickening and Dewatering | 0.22 | 0.02 | 7e-05 | Yes | 2014-04-15 | 2013-08-22 | 2013-08-22
Polyfloc AE1115 | GE Betz, Inc. | Flocculant | 0.2 | 0.022 | 7e-05 | Yes | 2013-09-18 | 2011-10-06 | 2011-10-06
Polyfloc AE1115P | GE Betz, Inc. | Flocculant | 0.28 | 0.031 | 7e-05 | Yes | 2013-09-18 | 2010-02-23 | 2010-02-23
Polyfloc AE1125 | GE Betz, Inc. | Flocculant | 0.081 | 0.009 | 7e-05 | Yes | 2013-09-18 | 2011-06-07 | 2011-06-07
Polyfloc AE1138 | GE Betz, Inc. | Flocculant | 0.073 | 0.008 | 7e-05 | Yes | 2013-10-15 | 2011-06-09 | 2011-06-09
Polyfloc AE1147 | GE Betz, Inc. | Flocculant | 3.85 | 0.43 | 7e-05 | Yes | 2014-07-30 | 2012-08-01 | 2012-08-01
Polyfloc AE1700 | GE Betz, Inc. | Flocculant | 0.0054 | 0.0006 | 7e-05 | Yes | 2013-09-18 | 2010-03-10 | 2010-03-10
Polyfloc AE1701 | GE Betz, Inc. | Flocculant | 0.081 | 0.009 | 7e-05 | Yes | 2013-09-18 | 2012-09-11 | 2012-09-11
Polyfloc AE1702 | GE Betz, Inc. | Flocculant | 0.28 | 0.03 | 7e-05 | Yes | 2013-09-18 | 2010-03-10 | 2010-03-10
Polyfloc AE1703 | GE Betz, Inc. | Flocculant | 0.39 | 0.04 | 7e-05 | Yes | 2013-09-18 | 2010-03-10 | 2010-03-10
Polyfloc AP1100 | GE Betz, Inc. | Flocculant | 0.31 | 0.035 | 7e-05 | Yes | 2013-09-18 | 2000-08-24 | 2000-08-24
Polyfloc AP1120 | GE Betz, Inc. | Flocculant | 31.16 | 3.46 | 7e-05 | Yes | 2013-09-18 | 2011-06-12 | 2011-06-12
Polyfloc AP1720 | GE Betz, Inc. | Flocculant | 2.28 | 0.25 | 7e-05 | Yes | 2015-04-03 | 2015-02-10 | 2015-02-10
Polyfloc AS1002 | GE Betz, Inc. | Flocculant | 980 | 109 | 0.0035 | Yes | 2013-09-27 | 2002-02-11 | 2002-02-11
Polyfloc CP1158 | GE Betz, Inc. | Flocculant | 0.0038 | 0.0004 | 7e-05 | Yes | 2013-09-18 | 2011-06-07 | 2011-06-07
Polyfloc CP1644 | GE Betz, Inc. | Flocculant | 0.0016 | 0.012 | 8e-05 | Yes | 2015-05-19 | 2014-01-06 | 2014-01-06
Polymer 1110 | GE Betz, Inc. | Flocculant | 0.14 | 0.015 | 7e-05 | Yes | 2013-09-18 | 2011-07-28 | 2011-07-28
Polymer 1125L | GE Betz, Inc. | Flocculant | 0.093 | 0.01 | 7e-05 | Yes | 2013-09-18 | 2007-06-11 | 2007-06-11
Praestol K 260 FL | Solenis LLC |  | 0.07 | 0.01 | 7e-05 | Yes | 2014-05-02 | 2013-08-28 | 2013-08-28
Praestol K 290 FLX | Solenis LLC |  | 0.22 | 0.02 | 7e-05 | Yes | 2014-05-02 | 2013-08-22 | 2013-08-22
Prestige FB9090 | Solenis LLC | Felt Cleaner | 2.97 | 0.33 | 21 | No | 2014-04-24 | 2013-03-28 | 2013-03-28
Prevental L 45 | Lanxess Corporation |  | 0.0034 | 0.0004 | 0.06 | No | 2015-01-08 | 2013-05-14 | 2013-05-14
Principal | Ecolab, Inc. | Industrial Cleaner | 0.12 | 0.013 | 0.21 | No | 2014-03-06 | 2014-03-13 | 2014-03-13
Prochem 4H2 | GE Betz, Inc. |  | 0.14 | 0.02 | 0.014 | Yes | 2013-09-18 | 2009-09-18 | 2009-09-18
PW76AS | Pivotal Water Inc | Antiscalant | 38.5 | 4.27 | NT | No | 2013-09-18
Redux 300 | Redux Technology | Deposit Control Agent | 76.92 | 8.55 | 3.5 | No | 2013-09-18 | 2007-12-15 | 2007-12-15
Redux 601 | Redux Technology | Deposit Control Agent | 19 | 2.11 | 14 | No | 2013-09-18 | 2007-07-11 | 2007-07-11
Rezyd-X Z67 | United Laboratories International, LLC | Decontamination Solvent/Surfactant | 0.11 | 0.01 | NT | No | 2013-11-15 | 2013-07-25 | 2013-07-25
RL 620 | Campbell Cleantec | Boiler Return Line Treatment | 1.91 | 0.21 | 1.4 | No | 2013-09-18 | 2009-03-05 | 2009-03-05
RLT-241 | Rochester Midland Corporation | Corrosion Inhibitor | 13.24 | 1.47 | 14 | No | 2015-03-03 | 2015-01-30 | 2015-01-30
ROClean P111 | Avista Tech. | Reverse Osmosis Membrane Treatment | 1.58 | 0.18 | NT | No | 2013-09-18 | 2011-11-22 | 2011-11-22
Rustphree 73924 | NALCO | Iron Cleaner | 21.345 | 2.37 | NT | No | 2013-09-18 | 2009-09-23 | 2009-09-23
Sani-Step | Ecolab, Inc. | Sanitizer | 0.26 | 0.03 | 3 | No | 2014-03-13 | 2011-06-20 | 2011-06-20
Sanibrom 40 Biocide | Univar |  | 22.83 | 2.54 | NA | No | 2014-04-25 | 2008-05-29 | 2008-05-29
Sanosil | Sanosil Ltd | Disinfectant | 0.09 | 0.01 | 0.003 | No | 2013-09-18 | 2010-09-28 | 2010-09-28
Scaletrol PDC9333 | GE Betz, Inc. | Deposit Control Agent | 34.62 | 3.85 | NT | No | 2013-09-18 | 2012-08-06 | 2012-08-06
Scaletrol PDC9582 | GE Betz, Inc. | Deposit Control Agent | 5.48 | 0.61 | 3.5 | No | 2014-04-30
SCI-62 | ProAsys Inc. | Cooling Water Biocide | 0.01 | 0.0011 | 1.3 | No | 2013-09-18 | 2005-06-20 | 2005-06-20
SL4000 | Envirochem, Inc. | Odor Neutralizer | 0.05 | 0.0056 | 0.69 | No | 2013-09-18 | 2013-05-10 | 2013-05-10
Sodium Bisulfite Solution 42% | Univar |  | 11.21 | 1.24 | NT | No | 2013-09-18 | 2007-11-05 | 2007-11-05
Sodium Hydroxide | All Manufacturers |  | 0.91 | 0.1 | NA | No | 2014-05-23
Sodium Hypocholrite | All Manufacturers |  | 0.01 | 0.0011 | 0.21 | No | 2013-09-18
Sodium Nitrite | All Manufacturers |  | 0.18 | 0.02 | 0.69 | No | 2014-01-22
Sodium Sulfite | All Manufacturers |  | 3.5 | 0.39 | NA | No | 2013-09-18 | 2012-01-01 | 2012-01-01
Solisep MPT100 | GE Betz, Inc. | Flocculant | 1.03 | 0.11 | 0.3 | No | 2013-09-18 | 2011-03-11 | 2011-03-11
Solus AP23 | GE Betz, Inc. | Internal Boiler Treatment | 209.5 | 23.28 | 21.9 | Yes | 2014-06-06 | 2014-02-11 | 2014-02-11
Solus AP24 | GE Betz, Inc. | Internal Boiler Treatment | 229.63 | 25.51 | 21.88 | Yes | 2014-06-06 | 2014-03-06 | 2014-03-06
Solus AP25 | GE Betz, Inc. | Internal Boiler Treatment | 177.25 | 19.69 | 21.88 | Yes | 2014-06-06 | 2014-02-11 | 2014-02-11
Solus MCA42 | GE Betz, Inc. | Internal Boiler Treatment | 97.31 | 10.81 | 136.36 | Yes | 2014-06-06 | 2014-02-11 | 2014-02-11
Spectrafloc 675 | Baker Petrolite | Flocculant | 0.0654 | 0.0073 | 7e-05 | Yes | 2013-09-18 | 2009-12-30 | 2009-12-30
Spectrafloc 680 | Baker Petrolite | Flocculant | 0.14 | 0.016 | 7e-05 | Yes | 2013-09-18 | 2010-02-04 | 2010-02-04
Spectrafloc 692 | Baker Petrolite | Flocculant | 0.0058 | 0.00064 | 7e-05 | Yes | 2013-09-18 | 2010-01-27 | 2010-01-27
Spectrum RX3510 | Solenis LLC | Microbiocide | 0.71 | 0.079 | NA | No | 2015-04-08 | 2014-12-04 | 2014-12-04
Spectrum RX5080 | Solenis LLC | Biocide | 0.16 | 0.02 | 0.07 | No | 2014-04-29 | 2013-09-11 | 2013-09-11
Spectrum RX9100 | Solenis LLC | Biocide | 0.22 | 0.02 | 0.69 | No | 2014-04-29 | 2013-11-12 | 2013-11-12
Spectrum RX9800 | Solenis LLC | Biocide | 0.71 | 0.08 | 1 | No | 2014-04-29 | 2013-02-05 | 2013-02-05
Spectrum XD3899 | Solenis LLC | Biocide | 62.5 | 6.94 | 3 | No | 2014-04-24 | 2013-12-06 | 2013-12-06
Spectrum XD8800 | Solenis LLC | Microbiocide | 0.029 | 0.0032 | 21 | No | 2015-03-27 | 2014-12-05 | 2014-12-05
Spectrus BD1500 | GE Betz, Inc. | Deposit Control Agent | 76.92 | 13.47 | 100 | No | 2013-09-18 | 2014-06-02 | 2014-06-02
Spectrus BD1507 | GE Betz, Inc. |  | 0.009 | 0.001 | NT | No | 2013-11-01 | 2012-10-09 | 2012-10-09
Spectrus CT1300 | GE Betz, Inc. | Microbial Control Agent | 0.007 | 0.0008 | 3 | No | 2013-09-18 | 2011-05-25 | 2011-05-25
Spectrus DT1400 | GE Betz, Inc. | Detoxifying Agent | 16.7 | 1.9 | NT | No | 2013-09-18 | 2011-09-29 | 2011-09-29
Spectrus DT1401 | GE Betz, Inc. | Detoxifying Agent | 5.07 | 45.66 | NA | No | 2014-07-03 | 2010-04-30 | 2010-04-30
Spectrus DT1404 | GE Betz, Inc. |  | 12.5 | 1.39 | NA | No | 2015-01-21 | 2012-02-17 | 2012-02-17
Spectrus NX104 | GE Betz, Inc. | Microbial Control Agent | 0.0186 | 0.0021 | 0.003 | Yes | 2014-10-06 | 2013-03-21 | 2013-03-21
Spectrus NX1100 | GE Betz, Inc. | Biocide | 0.135 | 0.015 | 0.69 | No | 2013-09-18 | 2011-06-21 | 2011-06-21
Spectrus NX1101 | GE Betz, Inc. | Microbial Control Agent | 0.01 | 0.0011 | 0.69 | No | 2013-09-18 | 2011-07-14 | 2011-07-14
Spectrus NX1102 | GE Betz, Inc. | Microbial Control Agent | 0.16 | 0.02 | 2.33 | No | 2014-02-12 | 2013-02-25 | 2013-02-25
Spectrus NX1103 | GE Betz, Inc. | Microbial Control Agent | 0.019 | 0.002 | 0.035 | No | 2013-09-18 | 2011-09-15 | 2011-09-15
Spectrus NX1104 | GE Betz, Inc. | Microbial Control Agent | 0.0062 | 0.00068 | 0.14 | No | 2013-09-18 | 2011-11-04 | 2011-11-04
Spectrus NX1105 | GE Betz, Inc. | Microbial Control Agent | 0.93 | 0.37 | 1 | No | 2013-09-18 | 2011-04-25 | 2011-04-25
Spectrus NX1106 | GE Betz, Inc. | Microbial Control Agent | 0.21 | 0.023 | NT | No | 2013-09-18 | 2011-10-21 | 2011-10-21
Spectrus NX112 | GE Betz, Inc. | Biocide | 0.79 | 0.17 | 1 | No | 2013-09-18 | 2011-07-14 | 2011-07-14
Spectrus NX114 | GE Betz, Inc. | Biocide | 0.13 | 0.015 | 0.69 | No | 2013-09-27 | 2010-02-05 | 2010-02-05
Spectrus NX122 | GE Betz, Inc. | Biocide | 0.93 | 0.2 | 0.69 | No | 2013-09-18 | 2011-07-14 | 2011-07-14
Spectrus OX103 | GE Betz, Inc. | Biocide | 0.031 | 0.0044 | NA | No | 2013-09-18 | 2011-06-07 | 2011-06-07
Spectrus OX105 | GE Betz, Inc. | Biocide | 0.015 | 0.002 | 140 | No | 2015-05-19 | 2009-06-24 | 2009-06-24
Spectrus OX1200 | GE Betz, Inc. | Microbial Control Agent | 0.029 | 0.0033 | NT | No | 2013-09-18 | 2009-06-17 | 2009-06-17
Spectrus OX1201 | GE Betz, Inc. | Solid Microbial Control Agent | 62.5 | 6.94 | NT | No | 2013-09-18 | 2011-10-03 | 2011-10-03
Spectrus OX903 | GE Betz, Inc. | Solid Microbial Control Agent | 0.82 | 0.13 | NT | No | 2013-09-18 | 2011-11-07 | 2011-11-07
Spectrus OX909 | GE Betz, Inc. | Biocide | 0.188 | 0.021 | NT | No | 2013-11-01
Stabrex ST70 | NALCO | Microorganism Control | 0.1 | 0.023 | 200 | No | 2013-09-18 | 2010-07-14 | 2010-07-14
StaBrom 909 | Albemarle Corporation | Biocide | 0.15 | 0.016 | NA | No | 2014-12-19 | 2012-02-14 | 2012-02-14
Steamate FM1000 | GE Betz, Inc. | Condensate Treatment | 2.58 | 0.29 | NA | No | 2015-04-10 | 2012-02-10 | 2012-02-10
Steamate LSA1793 | GE Betz, Inc. | Steam Line Treatment | 0.19 | 0.025 | 8.8 | Yes | 2015-05-19 | 2015-04-14 | 2015-04-14
Steamate NA0140 | GE Betz, Inc. | Corrosion Inhibitor | 17.7 | 1.97 | NA | No | 2014-02-21 | 2010-10-07 | 2010-10-07
Steamate NA0240 | GE Betz, Inc. |  | 2.28 | 0.25 | NT | No | 2013-09-27 | 2012-05-11 | 2012-05-11
Steamate NA0560 | GE Betz, Inc. | Neutralizing Amine | 2.08 | 0.231 | 1.4 | No | 2013-09-18 | 2012-05-11 | 2012-05-11
Steamate NA0660 | GE Betz, Inc. | Neutralizing Amine | 10.8 | 1.19 | NA | No | 2013-09-18 | 2011-10-20 | 2011-10-20
Steamate NA1321 | GE Betz, Inc. | Condensate Treatment | 8.08 | 0.9 | 7.79 | No | 2015-04-15 | 2011-10-28 | 2011-10-28
Steamate NA1324 | GE Betz, Inc. |  | 4.62 | 0.51 | 3 | No | 2013-09-27 | 2013-05-24 | 2013-05-24
Steamate PAS4010 | GE Betz, Inc. | Boiler Treatment | 3.85 | 0.43 | 1.4 | No | 2013-09-18 | 2012-11-07 | 2012-11-07
Steamate PAS6071 | GE Betz, Inc. |  | 0.17 | 0.019 | 1.4 | No | 2014-08-12 | 2014-02-07 | 2014-02-07
Steamate PAS6074 | GE Betz, Inc. |  | 0.081 | 0.009 | 1.4 | No | 2013-10-18 | 2012-10-29 | 2012-10-29
Ster-Bac | Ecolab, Inc. | Sanitizer | 5.05 | 0.56 | 3 | No | 2014-03-06 | 2012-04-23 | 2012-04-23
Sulfix 9272 Scavenger | Baker Petrolite |  | 2.46 | 0.27 | 13.9 | No | 2014-12-05 | 2012-01-16 | 2012-01-16
Sunny Sol 150 | JCI Jones Chemicals |  | 0.002 | 0.00021 | 0.21 | No | 2013-11-13 | 2013-11-26 | 2013-11-26
Superfloc 4516 | Kemira |  | 0.38 | 0.043 | 7e-05 | Yes | 2013-10-25 | 2008-08-19 | 2008-08-19
Superfloc A-1820 | Univar | Flocculant | 3.85 | 0.43 | 7e-05 | Yes | 2013-09-18 | 2006-09-26 | 2006-09-26
Superfloc N-1986 | Kemira | Flocculant | 6.25 | 0.69 | 7e-05 | Yes | 2014-06-27
Sure-Cool 1393 | NALCO | Scale Inhibitor | 26.3 | 2.92 | NT | No | 2013-09-18 | 2009-07-31 | 2009-07-31
TDG1156 | Baker Petrolite | Neutralizer | 1.8 | 0.2 | NT | No | 2013-09-18 | 2012-02-18 | 2012-02-18
Tergitol NP-9 | DOW Chemical |  | 0.146 | 0.016 | 13 | No | 2013-09-18 | 2010-02-26 | 2010-02-26
TowerBrom 60M | Occidental Chemical Corporation | Microbiocide | 0.015 | 0.0017 | 416 | No | 2013-09-18 | 2008-02-22 | 2008-02-22
Towerbrom 960 | NALCO | Biocide | 0.015 | 0.0017 | 250 | No | 2014-12-05 | 2014-11-21 | 2014-11-21
Towerbrom 991 | NALCO | Cooling Water Biocide | 0.02 | 0.0017 | NA | No | 2014-07-25 | 2014-06-27 | 2014-06-27
Towerchlor 56 | Occidental Chemical Corporation | Cooling Water Biocide | 0.01 | 0.001 | 416 | No | 2014-05-08 | 2005-05-20 | 2005-05-20
TR-50 | Water Specialist Tech. | Precipitant | 0.61 | 0.07 | NA | No | 2013-09-18 | 2013-05-20 | 2013-05-20
Tractor Brite | DuBois Chemicals, Inc. |  | 4.04 | 0.45 | NA | No | 2014-10-17 | 2014-08-19 | 2014-08-19
Trailer Brite | DuBois Chemicals, Inc. |  | 4.43 | 0.49 | NA | No | 2014-10-17 | 2014-08-19 | 2014-08-19
Trexcide 435 | DuBois Chemicals, Inc. | Biocide | 0.09 | 0.01 | NA | No | 2014-07-30 | 2009-02-23 | 2009-02-23
Tri-Act 1820 | NALCO | Corrosion Inhibitor | 4.69 | 0.52 | 1.4 | No | 2013-09-18 | 2011-03-10 | 2011-03-10
Trisodium phosphate | All Manufacturers | Industrial Cleaner | 5.81 | 0.65 | NA | No | 2013-09-18
Trisodium Phosphate Dodecahydrate | Innophos |  | 4.85 | 0.54 | NT | No | 2013-09-18 | 2009-02-23 | 2009-02-23
Triton™ CF-76 | DOW Chemical | Surfactant | 0.104 | 0.012 | NA | No | 2013-09-18 | 2012-10-05 | 2012-10-05
Ultra-Kleen Solution 1 | Sterilex Corporation | Biocide | 0.014 | 0.0015 | 3 | No | 2014-10-31 | 2014-05-15 | 2014-05-15
Ultra-Kleen Solution 2 | Sterilex Corporation |  | 60 | 6.67 | NA | No | 2014-10-31 | 2014-05-15 | 2014-05-15
Ultrasil OP | Ecolab, Inc. | Industrial Cleaner | 6.5 | 0.07 | 1.4 | No | 2014-03-13 | 2011-02-08 | 2011-02-08
Ultrex Plus PBB Blend (8.5%) | DuBois Chemicals, Inc. | Cooling Water Treatment | 6.5 | 0.72 | 3.5 | No | 2013-11-27 | 2013-05-06 | 2013-05-06
Unifloc 155P | Aqua Kinetics, Inc. | Flocculant | NA | NA | 7e-05 | Yes | 2014-01-24 | 2011-11-01 | 2011-11-01
Unifloc 800 | Aqua Kinetics, Inc. | Coagulant | 22.83 | 2.54 | 3 | No | 2014-03-31 | 2011-03-03 | 2011-03-03
Urea, liquor | Univar | Microbial Nutrient | 0 | 0 | NA | No | 2013-09-18 | 2010-11-29 | 2010-11-29
Versene 100XL | DOW Chemical | Chelating Agent | 10.1 | 1.12 | NT | No | 2013-09-18 | 2011-09-28 | 2011-09-28
Volcanic Lava Rock | J.M. Power Aggregates Limited |  | NA | NA | 5e-05 | No | 2014-10-03 | 2012-12-10 | 2012-12-10
WAX-7 | DuBois Chemicals, Inc. | Cooling Water Treatment | 0.015 | 0.002 | 21 | No | 2013-11-27 | 2011-07-11 | 2011-07-11
WI 281 | Wasak, Inc. |  | 0.29 | 0.03 | 1.4 | No | 2013-09-18 | 2011-03-01 | 2011-03-01
WI 408 | Wasak, Inc. |  | 4.24 | 0.47 | 21 | No | 2013-11-13 | 2012-11-08 | 2012-11-08
WSCP 1500 | Buckman Laboratories, Inc. |  | 0.003 | 0.0004 | NT | No | 2013-11-13 | 2012-05-03 | 2012-05-03
WTSCT 307 | Water Treatment Services | Dispersant | 22.8 | 2.54 | 1.4 | No | 2014-01-24 | 2012-04-17 | 2012-04-17
WTSCT 317 | Water Treatment Services | Corrosion Inhibitor | 3.85 | 0.43 | NA | No | 2014-01-24 | 2006-06-09 | 2006-06-09
WTSCT-304 | Water Treatment Services |  | 45.46 | 5.05 | 7e-05 | Yes | 2013-09-18 | 2004-08-06 | 2004-08-06
WTSCT-310 | Water Treatment Services | Antiscalant | 38.3 | 4.26 | NA | No | 2014-03-12 | 2006-06-20 | 2006-06-20
WTSCT-311 | Water Treatment Services | Dispersant | 389 | 43.21 | 3.5 | No | 2014-03-12
WTSCT-324 | Water Treatment Services | Cooling Water Treatment | 33.11 | 3.68 | 35 | No | 2015-03-06 | 2015-02-23 | 2015-02-23
WTSCT-327 | Water Treatment Services | Cooling Water Treatment | 45.77 | 5.96 | NA | No | 2015-05-19 | 2015-04-23 | 2015-04-23
WTSWW 513AE | Water Treatment Services | Flocculant | NA | NA | 7e-05 | Yes | 2014-01-24 | 2013-11-10 | 2013-11-10
WTSWW 526AE | Water Treatment Services | Flocculant | NA | NA | 7e-05 | Yes | 2014-01-24 | 2009-01-12 | 2009-01-12
WTSWW-511CE | Water Treatment Services |  | 0.11 | 0.012 | 7e-05 | Yes | 2013-09-18 | 2012-10-19 | 2012-10-19
WTSWW-541CE | Water Treatment Services |  | 0.63 | 0.07 | 7e-05 | Yes | 2014-10-02 | 2014-09-10 | 2014-09-10
WTSWW-542CE | Water Treatment Services |  | 1.03 | 0.11 | 0.0002 | Yes | 2015-02-27 | 2015-02-18 | 2015-02-18
WTSWW-AGL605 | Water Treatment Services | Flocculant | NA | NA | 7e-05 | Yes | 2014-01-24 | 2007-01-01 | 2007-01-01
Y7BH1034 | Baker Petrolite |  | 98.04 | 10.89 | 0.21 | No | 2013-10-10 | 2010-04-05 | 2010-04-05
Y9BH1233 | Baker Petrolite | Corrosion Inhibitor | 1.35 | 0.15 | 1.4 | No | 2013-09-18 | 2010-09-15 | 2010-09-15
Y9BH1246 | Baker Petrolite |  | 54.4 | 6.04 | 15.2 | No | 2015-02-20 | 2014-07-31 | 2014-07-31
Y9BH1330 - Carboxylic Acid | Baker Petrolite | Calcium Removal | 17.7 | 2 | NT | No | 2013-09-18 | 2009-08-25 | 2009-08-25
Y9BH1331 - Carboxylic Acid | Baker Petrolite | Corrosion Inhibitor | 0.027 | 0.003 | 3.5 | No | 2013-09-18 | 2009-09-01 | 2009-09-01
Y9BH1351 | Baker Petrolite | Flocculant | 0.01 | 0.001 | 7e-05 | Yes | 2013-09-18 | 2009-11-04 | 2009-11-04
Zetag 7565 | Ciba Corp | Flocculant | 1.14 | 0.13 | 7e-05 | Yes | 2013-09-18 | 2008-04-15 | 2008-04-15
Zyme HT Z11 | United Laboratories International, LLC | Ammonia Remover, Contaminant Neutralizer | 0.81 | 0.09 | NT | No | 2013-11-15 | 2013-07-25 | 2013-07-25
Zyme-Flow UN657 | United Laboratories International, LLC | Contaminant Neutralizer | 0.22 | 0.024 | NT | No | 2013-11-15 | 2013-07-25 | 2013-07-25
Formulas:
MSDS Date = [Column1]